## CHECK FOR GRN
SB_PROJECT_ID | PROJECT_NUMBER | CONTRACT_ORGANIZATION | CONTRACT_NUMBER | PURCHASE_ORDER | PO_LINE_ID | CONTRACTOR_NAME | CONTRACTOR_NUMBER | ESTIMATE_NO | VERSION | BASELINED_DATE | FEEDER_ID | PROJECT_TYPE | PRJ_OWNING_ORG | SCHEME_CODE | SCHEME_DESC | PROJ_START_DATE | PROJ_CREATION_DATE | PROJ_COMPLETION_DATE | OA_DATE | PROJECT_ITEM_COST | PROJECT_TOTAL_COST | PROJECT_STATUS | LONG_NAME | PROJECT_DESC | TECH_VIABILITY | CERTIFICATE | APPLICANT_CONSUMER_NAME | DC_NAME | PROJECT_ID | TASK_NUMBER | TASK_NAME | SCHEDULE_NO | SCHEDULE_QTY | SCHEDULE_UOM | CENTAGES | LABOR_TRANS_CHG | WORK_TYPE | TASK_ITEM_COST | TASK_TOTAL_COST | RESOURCE_ITEM | ffffff | ITEM_DESC | ITEM_UOM | PROJECT_UOM | ITEM_QTY | ITEM_COST | TOTAL_COST | CONTRACTOR_SUB_ID
5028055 | 116561 | 4459 | 3 | 895 | 1099912 | Agrawal Power Pvt.Ltd. |  | 20-279-110600-26-00001 | 6 | 2026-04-02 17:06 | 48520 | Turnkey- C Rajgarh | O&M Dn Jeerapur | RDSS | Revamped Distribution Sector Scheme | 2024-08-05 | 2024-06-11 19:41 | 2026-08-31 |  | 19338231.19 | 25336177.36 | Approved | PROJECT FOR THE FEEDER 33kv Dhamaniya jogi substaion @AND FEEDER ID 48520 | PROJECT FOR THE FEEDER 33kv Dhamaniya jogi substaion @AND FEEDER ID 48520 NSS-Damaniya Jogi Substation-Agrawal Power | Na | Na |  | NSS-Damaniya Jogi Substation-Agrawal Power | 2705142 | 1 | RDCZ-C1.1 | RDCZ-C1.1 | 1.00 |  |  | 241682.51 | Supply | 450949.48 | 607120.84 | M-0401012 | RDCZ-C1.1SupplyM-0401012 | AAAC Raccoon conductor 0.075 sq. inch (80 sq.mm. Al.Eq.) | km | KILOMETER | 1.2 | 69546.3 | 97190.49
5028055 | 116561 | 4459 | 3 | 895 | 1099913 | Agrawal Power Pvt.Ltd. |  | 20-279-110600-26-00001 | 6 | 2026-04-02 17:06 | 48520 | Turnkey- C Rajgarh | O&M Dn Jeerapur | RDSS | Revamped Distribution Sector Scheme | 2024-08-05 | 2024-06-11 19:41 | 2026-08-31 |  | 19338231.19 | 25336177.36 | Approved | PROJECT FOR THE FEEDER 33kv Dhamaniya jogi substaion @AND FEEDER ID 48520 | PROJECT FOR THE FEEDER 33kv Dhamaniya jogi substaion @AND FEEDER ID 48520 NSS-Damaniya Jogi Substation-Agrawal Power | Na | Na |  | NSS-Damaniya Jogi Substation-Agrawal Power | 2705142 | 1 | RDCZ-C1.1 | RDCZ-C1.1 | 1.00 |  |  | 241682.51 | Labor | 450949.48 | 607120.84 | M-0401012 | RDCZ-C1.1LaborM-0401012 | AAAC Raccoon conductor 0.075 sq. inch (80 sq.mm. Al.Eq.) | km | KILOMETER | 1.2 | 12818.52 | 12818.52
5028055 | 116561 | 4459 | 3 | 895 | 1099914 | Agrawal Power Pvt.Ltd. |  | 20-279-110600-26-00001 | 6 | 2026-04-02 17:06 | 48520 | Turnkey- C Rajgarh | O&M Dn Jeerapur | RDSS | Revamped Distribution Sector Scheme | 2024-08-05 | 2024-06-11 19:41 | 2026-08-31 |  | 19338231.19 | 25336177.36 | Approved | PROJECT FOR THE FEEDER 33kv Dhamaniya jogi substaion @AND FEEDER ID 48520 | PROJECT FOR THE FEEDER 33kv Dhamaniya jogi substaion @AND FEEDER ID 48520 NSS-Damaniya Jogi Substation-Agrawal Power | Na | Na |  | NSS-Damaniya Jogi Substation-Agrawal Power | 2705142 | 1 | RDCZ-C1.1 | RDCZ-C1.1 | 1.00 |  |  | 0 | Supply | 450949.48 | 607120.84 | M-0403014 | RDCZ-C1.1SupplyM-0403014 | STAY GI WIRE 7/4.00 MM.(7/8 SWG) | Kg | KG | 80 | 5869.6 | 6926.13
5028055 | 116561 | 4459 | 3 | 895 | 1099915 | Agrawal Power Pvt.Ltd. |  | 20-279-110600-26-00001 | 6 | 2026-04-02 17:06 | 48520 | Turnkey- C Rajgarh | O&M Dn Jeerapur | RDSS | Revamped Distribution Sector Scheme | 2024-08-05 | 2024-06-11 19:41 | 2026-08-31 |  | 19338231.19 | 25336177.36 | Approved | PROJECT FOR THE FEEDER 33kv Dhamaniya jogi substaion @AND FEEDER ID 48520 | PROJECT FOR THE FEEDER 33kv Dhamaniya jogi substaion @AND FEEDER ID 48520 NSS-Damaniya Jogi Substation-Agrawal Power | Na | Na |  | NSS-Damaniya Jogi Substation-Agrawal Power | 2705142 | 1 | RDCZ-C1.1 | RDCZ-C1.1 | 1.00 |  |  | 0 | Labor | 450949.48 | 607120.84 | M-0403014 | RDCZ-C1.1LaborM-0403014 | STAY GI WIRE 7/4.00 MM.(7/8 SWG) | Kg | KG | 80 | 0 | 0
5028055 | 116561 | 4459 | 3 | 895 | 1099916 | Agrawal Power Pvt.Ltd. |  | 20-279-110600-26-00001 | 6 | 2026-04-02 17:06 | 48520 | Turnkey- C Rajgarh | O&M Dn Jeerapur | RDSS | Revamped Distribution Sector Scheme | 2024-08-05 | 2024-06-11 19:41 | 2026-08-31 |  | 19338231.19 | 25336177.36 | Approved | PROJECT FOR THE FEEDER 33kv Dhamaniya jogi substaion @AND FEEDER ID 48520 | PROJECT FOR THE FEEDER 33kv Dhamaniya jogi substaion @AND FEEDER ID 48520 NSS-Damaniya Jogi Substation-Agrawal Power | Na | Na |  | NSS-Damaniya Jogi Substation-Agrawal Power | 2705142 | 1 | RDCZ-C1.1 | RDCZ-C1.1 | 1.00 |  |  | 5481.32 | Supply | 450949.48 | 607120.84 | M-0403016 | RDCZ-C1.1SupplyM-0403016 | Anti climbing devices ( Barbed wire 2.24 mm dia, 14 SWG) | No | NUMBER | 9 | 2864.79 | 3838.81
5028055 | 116561 | 4459 | 3 | 895 | 1099917 | Agrawal Power Pvt.Ltd. |  | 20-279-110600-26-00001 | 6 | 2026-04-02 17:06 | 48520 | Turnkey- C Rajgarh | O&M Dn Jeerapur | RDSS | Revamped Distribution Sector Scheme | 2024-08-05 | 2024-06-11 19:41 | 2026-08-31 |  | 19338231.19 | 25336177.36 | Approved | PROJECT FOR THE FEEDER 33kv Dhamaniya jogi substaion @AND FEEDER ID 48520 | PROJECT FOR THE FEEDER 33kv Dhamaniya jogi substaion @AND FEEDER ID 48520 NSS-Damaniya Jogi Substation-Agrawal Power | Na | Na |  | NSS-Damaniya Jogi Substation-Agrawal Power | 2705142 | 1 | RDCZ-C1.1 | RDCZ-C1.1 | 1.00 |  |  | 5481.32 | Labor | 450949.48 | 607120.84 | M-0403016 | RDCZ-C1.1LaborM-0403016 | Anti climbing devices ( Barbed wire 2.24 mm dia, 14 SWG) | No | NUMBER | 9 | 388.44 | 388.44
5028055 | 116561 | 4459 | 3 | 895 | 1099918 | Agrawal Power Pvt.Ltd. |  | 20-279-110600-26-00001 | 6 | 2026-04-02 17:06 | 48520 | Turnkey- C Rajgarh | O&M Dn Jeerapur | RDSS | Revamped Distribution Sector Scheme | 2024-08-05 | 2024-06-11 19:41 | 2026-08-31 |  | 19338231.19 | 25336177.36 | Approved | PROJECT FOR THE FEEDER 33kv Dhamaniya jogi substaion @AND FEEDER ID 48520 | PROJECT FOR THE FEEDER 33kv Dhamaniya jogi substaion @AND FEEDER ID 48520 NSS-Damaniya Jogi Substation-Agrawal Power | Na | Na |  | NSS-Damaniya Jogi Substation-Agrawal Power | 2705142 | 1 | RDCZ-C1.1 | RDCZ-C1.1 | 1.00 |  |  | 0 | Supply | 450949.48 | 607120.84 | M-0403096 | RDCZ-C1.1SupplyM-0403096 | Earthing Coil of 115 Turns of 50 MM.Dia and 2.5 Mtr. Lead of 4.0 MM G.I Wire | No | NUMBER | 9 | 1165.32 | 1375.08
5028055 | 116561 | 4459 | 3 | 895 | 1099919 | Agrawal Power Pvt.Ltd. |  | 20-279-110600-26-00001 | 6 | 2026-04-02 17:06 | 48520 | Turnkey- C Rajgarh | O&M Dn Jeerapur | RDSS | Revamped Distribution Sector Scheme | 2024-08-05 | 2024-06-11 19:41 | 2026-08-31 |  | 19338231.19 | 25336177.36 | Approved | PROJECT FOR THE FEEDER 33kv Dhamaniya jogi substaion @AND FEEDER ID 48520 | PROJECT FOR THE FEEDER 33kv Dhamaniya jogi substaion @AND FEEDER ID 48520 NSS-Damaniya Jogi Substation-Agrawal Power | Na | Na |  | NSS-Damaniya Jogi Substation-Agrawal Power | 2705142 | 1 | RDCZ-C1.1 | RDCZ-C1.1 | 1.00 |  |  | 0 | Labor | 450949.48 | 607120.84 | M-0403096 | RDCZ-C1.1LaborM-0403096 | Earthing Coil of 115 Turns of 50 MM.Dia and 2.5 Mtr. Lead of 4.0 MM G.I Wire | No | NUMBER | 9 | 0 | 0
5028055 | 116561 | 4459 | 3 | 895 | 1099920 | Agrawal Power Pvt.Ltd. |  | 20-279-110600-26-00001 | 6 | 2026-04-02 17:06 | 48520 | Turnkey- C Rajgarh | O&M Dn Jeerapur | RDSS | Revamped Distribution Sector Scheme | 2024-08-05 | 2024-06-11 19:41 | 2026-08-31 |  | 19338231.19 | 25336177.36 | Approved | PROJECT FOR THE FEEDER 33kv Dhamaniya jogi substaion @AND FEEDER ID 48520 | PROJECT FOR THE FEEDER 33kv Dhamaniya jogi substaion @AND FEEDER ID 48520 NSS-Damaniya Jogi Substation-Agrawal Power | Na | Na |  | NSS-Damaniya Jogi Substation-Agrawal Power | 2705142 | 1 | RDCZ-C1.1 | RDCZ-C1.1 | 1.00 |  |  | 0 | Labor | 450949.48 | 607120.84 | M-0403208 | RDCZ-C1.1LaborM-0403208 | M.S.Nuts with Bolts | Kg | KG | 24 | 0 | 0
5028055 | 116561 | 4459 | 3 | 895 | 1099921 | Agrawal Power Pvt.Ltd. |  | 20-279-110600-26-00001 | 6 | 2026-04-02 17:06 | 48520 | Turnkey- C Rajgarh | O&M Dn Jeerapur | RDSS | Revamped Distribution Sector Scheme | 2024-08-05 | 2024-06-11 19:41 | 2026-08-31 |  | 19338231.19 | 25336177.36 | Approved | PROJECT FOR THE FEEDER 33kv Dhamaniya jogi substaion @AND FEEDER ID 48520 | PROJECT FOR THE FEEDER 33kv Dhamaniya jogi substaion @AND FEEDER ID 48520 NSS-Damaniya Jogi Substation-Agrawal Power | Na | Na |  | NSS-Damaniya Jogi Substation-Agrawal Power | 2705142 | 1 | RDCZ-C1.1 | RDCZ-C1.1 | 1.00 |  |  | 0 | Supply | 450949.48 | 607120.84 | M-0403208 | RDCZ-C1.1SupplyM-0403208 | M.S.Nuts with Bolts | Kg | KG | 24 | 2045.76 | 2414
5028055 | 116561 | 4459 | 3 | 895 | 1099922 | Agrawal Power Pvt.Ltd. |  | 20-279-110600-26-00001 | 6 | 2026-04-02 17:06 | 48520 | Turnkey- C Rajgarh | O&M Dn Jeerapur | RDSS | Revamped Distribution Sector Scheme | 2024-08-05 | 2024-06-11 19:41 | 2026-08-31 |  | 19338231.19 | 25336177.36 | Approved | PROJECT FOR THE FEEDER 33kv Dhamaniya jogi substaion @AND FEEDER ID 48520 | PROJECT FOR THE FEEDER 33kv Dhamaniya jogi substaion @AND FEEDER ID 48520 NSS-Damaniya Jogi Substation-Agrawal Power | Na | Na |  | NSS-Damaniya Jogi Substation-Agrawal Power | 2705142 | 1 | RDCZ-C1.1 | RDCZ-C1.1 | 1.00 |  |  | 0 | Supply | 450949.48 | 607120.84 | M-0404370 | RDCZ-C1.1SupplyM-0404370 | Aluminium Binding wire and tape | Kg | KG | 2.4 | 895.99 | 1057.27
5028055 | 116561 | 4459 | 3 | 895 | 1099923 | Agrawal Power Pvt.Ltd. |  | 20-279-110600-26-00001 | 6 | 2026-04-02 17:06 | 48520 | Turnkey- C Rajgarh | O&M Dn Jeerapur | RDSS | Revamped Distribution Sector Scheme | 2024-08-05 | 2024-06-11 19:41 | 2026-08-31 |  | 19338231.19 | 25336177.36 | Approved | PROJECT FOR THE FEEDER 33kv Dhamaniya jogi substaion @AND FEEDER ID 48520 | PROJECT FOR THE FEEDER 33kv Dhamaniya jogi substaion @AND FEEDER ID 48520 NSS-Damaniya Jogi Substation-Agrawal Power | Na | Na |  | NSS-Damaniya Jogi Substation-Agrawal Power | 2705142 | 1 | RDCZ-C1.1 | RDCZ-C1.1 | 1.00 |  |  | 0 | Labor | 450949.48 | 607120.84 | M-0404370 | RDCZ-C1.1LaborM-0404370 | Aluminium Binding wire and tape | Kg | KG | 2.4 | 0 | 0
5028055 | 116561 | 4459 | 3 | 895 | 1099924 | Agrawal Power Pvt.Ltd. |  | 20-279-110600-26-00001 | 6 | 2026-04-02 17:06 | 48520 | Turnkey- C Rajgarh | O&M Dn Jeerapur | RDSS | Revamped Distribution Sector Scheme | 2024-08-05 | 2024-06-11 19:41 | 2026-08-31 |  | 19338231.19 | 25336177.36 | Approved | PROJECT FOR THE FEEDER 33kv Dhamaniya jogi substaion @AND FEEDER ID 48520 | PROJECT FOR THE FEEDER 33kv Dhamaniya jogi substaion @AND FEEDER ID 48520 NSS-Damaniya Jogi Substation-Agrawal Power | Na | Na |  | NSS-Damaniya Jogi Substation-Agrawal Power | 2705142 | 1 | RDCZ-C1.1 | RDCZ-C1.1 | 1.00 |  |  | 71881.87 | Supply | 450949.48 | 607120.84 | M-0501067 | RDCZ-C1.1SupplyM-0501067 | H-Beams 152 X 152 mm., 37.1 Kg./Mtr.-11 mtr. Long = 408.1 kg | No | NO | 9 | 255253.68 | 325824.68
5028055 | 116561 | 4459 | 3 | 895 | 1099925 | Agrawal Power Pvt.Ltd. |  | 20-279-110600-26-00001 | 6 | 2026-04-02 17:06 | 48520 | Turnkey- C Rajgarh | O&M Dn Jeerapur | RDSS | Revamped Distribution Sector Scheme | 2024-08-05 | 2024-06-11 19:41 | 2026-08-31 |  | 19338231.19 | 25336177.36 | Approved | PROJECT FOR THE FEEDER 33kv Dhamaniya jogi substaion @AND FEEDER ID 48520 | PROJECT FOR THE FEEDER 33kv Dhamaniya jogi substaion @AND FEEDER ID 48520 NSS-Damaniya Jogi Substation-Agrawal Power | Na | Na |  | NSS-Damaniya Jogi Substation-Agrawal Power | 2705142 | 1 | RDCZ-C1.1 | RDCZ-C1.1 | 1.00 |  |  | 71881.87 | Labor | 450949.48 | 607120.84 | M-0501067 | RDCZ-C1.1LaborM-0501067 | H-Beams 152 X 152 mm., 37.1 Kg./Mtr.-11 mtr. Long = 408.1 kg | No | NO | 9 | 20868.93 | 20868.93
5028055 | 116561 | 4459 | 3 | 895 | 1099926 | Agrawal Power Pvt.Ltd. |  | 20-279-110600-26-00001 | 6 | 2026-04-02 17:06 | 48520 | Turnkey- C Rajgarh | O&M Dn Jeerapur | RDSS | Revamped Distribution Sector Scheme | 2024-08-05 | 2024-06-11 19:41 | 2026-08-31 |  | 19338231.19 | 25336177.36 | Approved | PROJECT FOR THE FEEDER 33kv Dhamaniya jogi substaion @AND FEEDER ID 48520 | PROJECT FOR THE FEEDER 33kv Dhamaniya jogi substaion @AND FEEDER ID 48520 NSS-Damaniya Jogi Substation-Agrawal Power | Na | Na |  | NSS-Damaniya Jogi Substation-Agrawal Power | 2705142 | 1 | RDCZ-C1.1 | RDCZ-C1.1 | 1.00 |  |  | 11507.93 | Supply | 450949.48 | 607120.84 | M-0502010 | RDCZ-C1.1SupplyM-0502010 | 11 KV V cross arm 65X65X6 mm. angle type | No | NO | 9 | 9215.73 | 12421.58
5028055 | 116561 | 4459 | 3 | 895 | 1099927 | Agrawal Power Pvt.Ltd. |  | 20-279-110600-26-00001 | 6 | 2026-04-02 17:06 | 48520 | Turnkey- C Rajgarh | O&M Dn Jeerapur | RDSS | Revamped Distribution Sector Scheme | 2024-08-05 | 2024-06-11 19:41 | 2026-08-31 |  | 19338231.19 | 25336177.36 | Approved | PROJECT FOR THE FEEDER 33kv Dhamaniya jogi substaion @AND FEEDER ID 48520 | PROJECT FOR THE FEEDER 33kv Dhamaniya jogi substaion @AND FEEDER ID 48520 NSS-Damaniya Jogi Substation-Agrawal Power | Na | Na |  | NSS-Damaniya Jogi Substation-Agrawal Power | 2705142 | 1 | RDCZ-C1.1 | RDCZ-C1.1 | 1.00 |  |  | 11507.93 | Labor | 450949.48 | 607120.84 | M-0502010 | RDCZ-C1.1LaborM-0502010 | 11 KV V cross arm 65X65X6 mm. angle type | No | NO | 9 | 1311.03 | 1311.03
5028055 | 116561 | 4459 | 3 | 895 | 1099928 | Agrawal Power Pvt.Ltd. |  | 20-279-110600-26-00001 | 6 | 2026-04-02 17:06 | 48520 | Turnkey- C Rajgarh | O&M Dn Jeerapur | RDSS | Revamped Distribution Sector Scheme | 2024-08-05 | 2024-06-11 19:41 | 2026-08-31 |  | 19338231.19 | 25336177.36 | Approved | PROJECT FOR THE FEEDER 33kv Dhamaniya jogi substaion @AND FEEDER ID 48520 | PROJECT FOR THE FEEDER 33kv Dhamaniya jogi substaion @AND FEEDER ID 48520 NSS-Damaniya Jogi Substation-Agrawal Power | Na | Na |  | NSS-Damaniya Jogi Substation-Agrawal Power | 2705142 | 1 | RDCZ-C1.1 | RDCZ-C1.1 | 1.00 |  |  | 0 | Supply | 450949.48 | 607120.84 | M-0502019 | RDCZ-C1.1SupplyM-0502019 | Back Clamps for H-Beam of MS Flat 65x8mm (Each weight 1.92 Kg) | No | NO | 18 | 2874.42 | 3391.82
5028055 | 116561 | 4459 | 3 | 895 | 1099929 | Agrawal Power Pvt.Ltd. |  | 20-279-110600-26-00001 | 6 | 2026-04-02 17:06 | 48520 | Turnkey- C Rajgarh | O&M Dn Jeerapur | RDSS | Revamped Distribution Sector Scheme | 2024-08-05 | 2024-06-11 19:41 | 2026-08-31 |  | 19338231.19 | 25336177.36 | Approved | PROJECT FOR THE FEEDER 33kv Dhamaniya jogi substaion @AND FEEDER ID 48520 | PROJECT FOR THE FEEDER 33kv Dhamaniya jogi substaion @AND FEEDER ID 48520 NSS-Damaniya Jogi Substation-Agrawal Power | Na | Na |  | NSS-Damaniya Jogi Substation-Agrawal Power | 2705142 | 1 | RDCZ-C1.1 | RDCZ-C1.1 | 1.00 |  |  | 0 | Labor | 450949.48 | 607120.84 | M-0502019 | RDCZ-C1.1LaborM-0502019 | Back Clamps for H-Beam of MS Flat 65x8mm (Each weight 1.92 Kg) | No | NO | 18 | 0 | 0
5028055 | 116561 | 4459 | 3 | 895 | 1099930 | Agrawal Power Pvt.Ltd. |  | 20-279-110600-26-00001 | 6 | 2026-04-02 17:06 | 48520 | Turnkey- C Rajgarh | O&M Dn Jeerapur | RDSS | Revamped Distribution Sector Scheme | 2024-08-05 | 2024-06-11 19:41 | 2026-08-31 |  | 19338231.19 | 25336177.36 | Approved | PROJECT FOR THE FEEDER 33kv Dhamaniya jogi substaion @AND FEEDER ID 48520 | PROJECT FOR THE FEEDER 33kv Dhamaniya jogi substaion @AND FEEDER ID 48520 NSS-Damaniya Jogi Substation-Agrawal Power | Na | Na |  | NSS-Damaniya Jogi Substation-Agrawal Power | 2705142 | 1 | RDCZ-C1.1 | RDCZ-C1.1 | 1.00 |  |  | 4282.47 | Supply | 450949.48 | 607120.84 | M-0502060 | RDCZ-C1.1SupplyM-0502060 | 11 KV Top clamp 65X65X6 mm. angle type | No | NO | 9 | 2243.25 | 3208.51
5028055 | 116561 | 4459 | 3 | 895 | 1099931 | Agrawal Power Pvt.Ltd. |  | 20-279-110600-26-00001 | 6 | 2026-04-02 17:06 | 48520 | Turnkey- C Rajgarh | O&M Dn Jeerapur | RDSS | Revamped Distribution Sector Scheme | 2024-08-05 | 2024-06-11 19:41 | 2026-08-31 |  | 19338231.19 | 25336177.36 | Approved | PROJECT FOR THE FEEDER 33kv Dhamaniya jogi substaion @AND FEEDER ID 48520 | PROJECT FOR THE FEEDER 33kv Dhamaniya jogi substaion @AND FEEDER ID 48520 NSS-Damaniya Jogi Substation-Agrawal Power | Na | Na |  | NSS-Damaniya Jogi Substation-Agrawal Power | 2705142 | 1 | RDCZ-C1.1 | RDCZ-C1.1 | 1.00 |  |  | 4282.47 | Labor | 450949.48 | 607120.84 | M-0502060 | RDCZ-C1.1LaborM-0502060 | 11 KV Top clamp 65X65X6 mm. angle type | No | NO | 9 | 475.83 | 475.83
5028055 | 116561 | 4459 | 3 | 895 | 1099932 | Agrawal Power Pvt.Ltd. |  | 20-279-110600-26-00001 | 6 | 2026-04-02 17:06 | 48520 | Turnkey- C Rajgarh | O&M Dn Jeerapur | RDSS | Revamped Distribution Sector Scheme | 2024-08-05 | 2024-06-11 19:41 | 2026-08-31 |  | 19338231.19 | 25336177.36 | Approved | PROJECT FOR THE FEEDER 33kv Dhamaniya jogi substaion @AND FEEDER ID 48520 | PROJECT FOR THE FEEDER 33kv Dhamaniya jogi substaion @AND FEEDER ID 48520 NSS-Damaniya Jogi Substation-Agrawal Power | Na | Na |  | NSS-Damaniya Jogi Substation-Agrawal Power | 2705142 | 1 | RDCZ-C1.1 | RDCZ-C1.1 | 1.00 |  |  | 1888.3 | Supply | 450949.48 | 607120.84 | M-0502185 | RDCZ-C1.1SupplyM-0502185 | 11 KV Side cross arm 75x40x6 mm Channel | No | NO | 6 | 17609.28 | 22115.87
5028055 | 116561 | 4459 | 3 | 895 | 1099933 | Agrawal Power Pvt.Ltd. |  | 20-279-110600-26-00001 | 6 | 2026-04-02 17:06 | 48520 | Turnkey- C Rajgarh | O&M Dn Jeerapur | RDSS | Revamped Distribution Sector Scheme | 2024-08-05 | 2024-06-11 19:41 | 2026-08-31 |  | 19338231.19 | 25336177.36 | Approved | PROJECT FOR THE FEEDER 33kv Dhamaniya jogi substaion @AND FEEDER ID 48520 | PROJECT FOR THE FEEDER 33kv Dhamaniya jogi substaion @AND FEEDER ID 48520 NSS-Damaniya Jogi Substation-Agrawal Power | Na | Na |  | NSS-Damaniya Jogi Substation-Agrawal Power | 2705142 | 1 | RDCZ-C1.1 | RDCZ-C1.1 | 1.00 |  |  | 1888.3 | Labor | 450949.48 | 607120.84 | M-0502185 | RDCZ-C1.1LaborM-0502185 | 11 KV Side cross arm 75x40x6 mm Channel | No | NO | 6 | 1132.98 | 1132.98
5028055 | 116561 | 4459 | 3 | 895 | 1099934 | Agrawal Power Pvt.Ltd. |  | 20-279-110600-26-00001 | 6 | 2026-04-02 17:06 | 48520 | Turnkey- C Rajgarh | O&M Dn Jeerapur | RDSS | Revamped Distribution Sector Scheme | 2024-08-05 | 2024-06-11 19:41 | 2026-08-31 |  | 19338231.19 | 25336177.36 | Approved | PROJECT FOR THE FEEDER 33kv Dhamaniya jogi substaion @AND FEEDER ID 48520 | PROJECT FOR THE FEEDER 33kv Dhamaniya jogi substaion @AND FEEDER ID 48520 NSS-Damaniya Jogi Substation-Agrawal Power | Na | Na |  | NSS-Damaniya Jogi Substation-Agrawal Power | 2705142 | 1 | RDCZ-C1.1 | RDCZ-C1.1 | 1.00 |  |  | 29949.75 | Supply | 450949.48 | 607120.84 | M-0502231 | RDCZ-C1.1SupplyM-0502231 | Stay set 20 mm. complete without Stay wire (Painted) | No | NO | 8 | 7527.12 | 15777.73
5028055 | 116561 | 4459 | 3 | 895 | 1099935 | Agrawal Power Pvt.Ltd. |  | 20-279-110600-26-00001 | 6 | 2026-04-02 17:06 | 48520 | Turnkey- C Rajgarh | O&M Dn Jeerapur | RDSS | Revamped Distribution Sector Scheme | 2024-08-05 | 2024-06-11 19:41 | 2026-08-31 |  | 19338231.19 | 25336177.36 | Approved | PROJECT FOR THE FEEDER 33kv Dhamaniya jogi substaion @AND FEEDER ID 48520 | PROJECT FOR THE FEEDER 33kv Dhamaniya jogi substaion @AND FEEDER ID 48520 NSS-Damaniya Jogi Substation-Agrawal Power | Na | Na |  | NSS-Damaniya Jogi Substation-Agrawal Power | 2705142 | 1 | RDCZ-C1.1 | RDCZ-C1.1 | 1.00 |  |  | 29949.75 | Labor | 450949.48 | 607120.84 | M-0502231 | RDCZ-C1.1LaborM-0502231 | Stay set 20 mm. complete without Stay wire (Painted) | No | NO | 8 | 5843.84 | 5843.84
5028055 | 116561 | 4459 | 3 | 895 | 1099936 | Agrawal Power Pvt.Ltd. |  | 20-279-110600-26-00001 | 6 | 2026-04-02 17:06 | 48520 | Turnkey- C Rajgarh | O&M Dn Jeerapur | RDSS | Revamped Distribution Sector Scheme | 2024-08-05 | 2024-06-11 19:41 | 2026-08-31 |  | 19338231.19 | 25336177.36 | Approved | PROJECT FOR THE FEEDER 33kv Dhamaniya jogi substaion @AND FEEDER ID 48520 | PROJECT FOR THE FEEDER 33kv Dhamaniya jogi substaion @AND FEEDER ID 48520 NSS-Damaniya Jogi Substation-Agrawal Power | Na | Na |  | NSS-Damaniya Jogi Substation-Agrawal Power | 2705142 | 1 | RDCZ-C1.1 | RDCZ-C1.1 | 1.00 |  |  | 0 | Supply | 450949.48 | 607120.84 | M-0502261 | RDCZ-C1.1SupplyM-0502261 | Clamp 65X8 mm Flat of MS Flat for H-Beam ( Each weight 3.2 kg) | PR | PAIRS | 8 | 2123.44 | 2505.66
5028055 | 116561 | 4459 | 3 | 895 | 1099937 | Agrawal Power Pvt.Ltd. |  | 20-279-110600-26-00001 | 6 | 2026-04-02 17:06 | 48520 | Turnkey- C Rajgarh | O&M Dn Jeerapur | RDSS | Revamped Distribution Sector Scheme | 2024-08-05 | 2024-06-11 19:41 | 2026-08-31 |  | 19338231.19 | 25336177.36 | Approved | PROJECT FOR THE FEEDER 33kv Dhamaniya jogi substaion @AND FEEDER ID 48520 | PROJECT FOR THE FEEDER 33kv Dhamaniya jogi substaion @AND FEEDER ID 48520 NSS-Damaniya Jogi Substation-Agrawal Power | Na | Na |  | NSS-Damaniya Jogi Substation-Agrawal Power | 2705142 | 1 | RDCZ-C1.1 | RDCZ-C1.1 | 1.00 |  |  | 0 | Labor | 450949.48 | 607120.84 | M-0502261 | RDCZ-C1.1LaborM-0502261 | Clamp 65X8 mm Flat of MS Flat for H-Beam ( Each weight 3.2 kg) | PR | PAIRS | 8 | 0 | 0
5028055 | 116561 | 4459 | 3 | 895 | 1099938 | Agrawal Power Pvt.Ltd. |  | 20-279-110600-26-00001 | 6 | 2026-04-02 17:06 | 48520 | Turnkey- C Rajgarh | O&M Dn Jeerapur | RDSS | Revamped Distribution Sector Scheme | 2024-08-05 | 2024-06-11 19:41 | 2026-08-31 |  | 19338231.19 | 25336177.36 | Approved | PROJECT FOR THE FEEDER 33kv Dhamaniya jogi substaion @AND FEEDER ID 48520 | PROJECT FOR THE FEEDER 33kv Dhamaniya jogi substaion @AND FEEDER ID 48520 NSS-Damaniya Jogi Substation-Agrawal Power | Na | Na |  | NSS-Damaniya Jogi Substation-Agrawal Power | 2705142 | 1 | RDCZ-C1.1 | RDCZ-C1.1 | 1.00 |  |  | 6590.52 | Supply | 450949.48 | 607120.84 | M-0502367 | RDCZ-C1.1SupplyM-0502367 | 11 KV Single pole cut point fitting 100x50x6 mm channel | Set | SET | 6 | 17175.54 | 24155.54
5028055 | 116561 | 4459 | 3 | 895 | 1099939 | Agrawal Power Pvt.Ltd. |  | 20-279-110600-26-00001 | 6 | 2026-04-02 17:06 | 48520 | Turnkey- C Rajgarh | O&M Dn Jeerapur | RDSS | Revamped Distribution Sector Scheme | 2024-08-05 | 2024-06-11 19:41 | 2026-08-31 |  | 19338231.19 | 25336177.36 | Approved | PROJECT FOR THE FEEDER 33kv Dhamaniya jogi substaion @AND FEEDER ID 48520 | PROJECT FOR THE FEEDER 33kv Dhamaniya jogi substaion @AND FEEDER ID 48520 NSS-Damaniya Jogi Substation-Agrawal Power | Na | Na |  | NSS-Damaniya Jogi Substation-Agrawal Power | 2705142 | 1 | RDCZ-C1.1 | RDCZ-C1.1 | 1.00 |  |  | 6590.52 | Labor | 450949.48 | 607120.84 | M-0502367 | RDCZ-C1.1LaborM-0502367 | 11 KV Single pole cut point fitting 100x50x6 mm channel | Set | SET | 6 | 3295.26 | 3295.26
5028055 | 116561 | 4459 | 3 | 895 | 1099940 | Agrawal Power Pvt.Ltd. |  | 20-279-110600-26-00001 | 6 | 2026-04-02 17:06 | 48520 | Turnkey- C Rajgarh | O&M Dn Jeerapur | RDSS | Revamped Distribution Sector Scheme | 2024-08-05 | 2024-06-11 19:41 | 2026-08-31 |  | 19338231.19 | 25336177.36 | Approved | PROJECT FOR THE FEEDER 33kv Dhamaniya jogi substaion @AND FEEDER ID 48520 | PROJECT FOR THE FEEDER 33kv Dhamaniya jogi substaion @AND FEEDER ID 48520 NSS-Damaniya Jogi Substation-Agrawal Power | Na | Na |  | NSS-Damaniya Jogi Substation-Agrawal Power | 2705142 | 1 | RDCZ-C1.1 | RDCZ-C1.1 | 1.00 |  |  | 3754.8 | Supply | 450949.48 | 607120.84 | M-0502429 | RDCZ-C1.1SupplyM-0502429 | Danger Boards Enamelled 11 KV | Ea | EA | 9 | 650.61 | 1100.02
5028055 | 116561 | 4459 | 3 | 895 | 1099941 | Agrawal Power Pvt.Ltd. |  | 20-279-110600-26-00001 | 6 | 2026-04-02 17:06 | 48520 | Turnkey- C Rajgarh | O&M Dn Jeerapur | RDSS | Revamped Distribution Sector Scheme | 2024-08-05 | 2024-06-11 19:41 | 2026-08-31 |  | 19338231.19 | 25336177.36 | Approved | PROJECT FOR THE FEEDER 33kv Dhamaniya jogi substaion @AND FEEDER ID 48520 | PROJECT FOR THE FEEDER 33kv Dhamaniya jogi substaion @AND FEEDER ID 48520 NSS-Damaniya Jogi Substation-Agrawal Power | Na | Na |  | NSS-Damaniya Jogi Substation-Agrawal Power | 2705142 | 1 | RDCZ-C1.1 | RDCZ-C1.1 | 1.00 |  |  | 3754.8 | Labor | 450949.48 | 607120.84 | M-0502429 | RDCZ-C1.1LaborM-0502429 | Danger Boards Enamelled 11 KV | Ea | EA | 9 | 281.61 | 281.61
5028055 | 116561 | 4459 | 3 | 895 | 1099942 | Agrawal Power Pvt.Ltd. |  | 20-279-110600-26-00001 | 6 | 2026-04-02 17:06 | 48520 | Turnkey- C Rajgarh | O&M Dn Jeerapur | RDSS | Revamped Distribution Sector Scheme | 2024-08-05 | 2024-06-11 19:41 | 2026-08-31 |  | 19338231.19 | 25336177.36 | Approved | PROJECT FOR THE FEEDER 33kv Dhamaniya jogi substaion @AND FEEDER ID 48520 | PROJECT FOR THE FEEDER 33kv Dhamaniya jogi substaion @AND FEEDER ID 48520 NSS-Damaniya Jogi Substation-Agrawal Power | Na | Na |  | NSS-Damaniya Jogi Substation-Agrawal Power | 2705142 | 1 | RDCZ-C1.1 | RDCZ-C1.1 | 1.00 |  |  | 13758.75 | Supply | 450949.48 | 607120.84 | M-0602002 | RDCZ-C1.1SupplyM-0602002 | 11 KV Pin Insulator Polymer Composit (5 KN) | No | NO | 30 | 4693.8 | 6837.51
5028055 | 116561 | 4459 | 3 | 895 | 1099943 | Agrawal Power Pvt.Ltd. |  | 20-279-110600-26-00001 | 6 | 2026-04-02 17:06 | 48520 | Turnkey- C Rajgarh | O&M Dn Jeerapur | RDSS | Revamped Distribution Sector Scheme | 2024-08-05 | 2024-06-11 19:41 | 2026-08-31 |  | 19338231.19 | 25336177.36 | Approved | PROJECT FOR THE FEEDER 33kv Dhamaniya jogi substaion @AND FEEDER ID 48520 | PROJECT FOR THE FEEDER 33kv Dhamaniya jogi substaion @AND FEEDER ID 48520 NSS-Damaniya Jogi Substation-Agrawal Power | Na | Na |  | NSS-Damaniya Jogi Substation-Agrawal Power | 2705142 | 1 | RDCZ-C1.1 | RDCZ-C1.1 | 1.00 |  |  | 13758.75 | Labor | 450949.48 | 607120.84 | M-0602002 | RDCZ-C1.1LaborM-0602002 | 11 KV Pin Insulator Polymer Composit (5 KN) | No | NO | 30 | 1100.7 | 1100.7
5028055 | 116561 | 4459 | 3 | 895 | 1099944 | Agrawal Power Pvt.Ltd. |  | 20-279-110600-26-00001 | 6 | 2026-04-02 17:06 | 48520 | Turnkey- C Rajgarh | O&M Dn Jeerapur | RDSS | Revamped Distribution Sector Scheme | 2024-08-05 | 2024-06-11 19:41 | 2026-08-31 |  | 19338231.19 | 25336177.36 | Approved | PROJECT FOR THE FEEDER 33kv Dhamaniya jogi substaion @AND FEEDER ID 48520 | PROJECT FOR THE FEEDER 33kv Dhamaniya jogi substaion @AND FEEDER ID 48520 NSS-Damaniya Jogi Substation-Agrawal Power | Na | Na |  | NSS-Damaniya Jogi Substation-Agrawal Power | 2705142 | 1 | RDCZ-C1.1 | RDCZ-C1.1 | 1.00 |  |  | 34959.63 | Labor | 450949.48 | 607120.84 | M-1214001 | RDCZ-C1.1LaborM-1214001 | Red oxide paint | l | L | 18 | 5243.94 | 5243.94
5028055 | 116561 | 4459 | 3 | 895 | 1099945 | Agrawal Power Pvt.Ltd. |  | 20-279-110600-26-00001 | 6 | 2026-04-02 17:06 | 48520 | Turnkey- C Rajgarh | O&M Dn Jeerapur | RDSS | Revamped Distribution Sector Scheme | 2024-08-05 | 2024-06-11 19:41 | 2026-08-31 |  | 19338231.19 | 25336177.36 | Approved | PROJECT FOR THE FEEDER 33kv Dhamaniya jogi substaion @AND FEEDER ID 48520 | PROJECT FOR THE FEEDER 33kv Dhamaniya jogi substaion @AND FEEDER ID 48520 NSS-Damaniya Jogi Substation-Agrawal Power | Na | Na |  | NSS-Damaniya Jogi Substation-Agrawal Power | 2705142 | 1 | RDCZ-C1.1 | RDCZ-C1.1 | 1.00 |  |  | 34959.63 | Supply | 450949.48 | 607120.84 | M-1214001 | RDCZ-C1.1SupplyM-1214001 | Red oxide paint | l | L | 18 | 1747.98 | 8250.47
5028055 | 116561 | 4459 | 3 | 895 | 1099946 | Agrawal Power Pvt.Ltd. |  | 20-279-110600-26-00001 | 6 | 2026-04-02 17:06 | 48520 | Turnkey- C Rajgarh | O&M Dn Jeerapur | RDSS | Revamped Distribution Sector Scheme | 2024-08-05 | 2024-06-11 19:41 | 2026-08-31 |  | 19338231.19 | 25336177.36 | Approved | PROJECT FOR THE FEEDER 33kv Dhamaniya jogi substaion @AND FEEDER ID 48520 | PROJECT FOR THE FEEDER 33kv Dhamaniya jogi substaion @AND FEEDER ID 48520 NSS-Damaniya Jogi Substation-Agrawal Power | Na | Na |  | NSS-Damaniya Jogi Substation-Agrawal Power | 2705142 | 1 | RDCZ-C1.1 | RDCZ-C1.1 | 1.00 |  |  | 24860.42 | Supply | 450949.48 | 607120.84 | M-1214002 | RDCZ-C1.1SupplyM-1214002 | Aluminium paint | l | L | 18 | 3709.62 | 8777.64
5028055 | 116561 | 4459 | 3 | 895 | 1099947 | Agrawal Power Pvt.Ltd. |  | 20-279-110600-26-00001 | 6 | 2026-04-02 17:06 | 48520 | Turnkey- C Rajgarh | O&M Dn Jeerapur | RDSS | Revamped Distribution Sector Scheme | 2024-08-05 | 2024-06-11 19:41 | 2026-08-31 |  | 19338231.19 | 25336177.36 | Approved | PROJECT FOR THE FEEDER 33kv Dhamaniya jogi substaion @AND FEEDER ID 48520 | PROJECT FOR THE FEEDER 33kv Dhamaniya jogi substaion @AND FEEDER ID 48520 NSS-Damaniya Jogi Substation-Agrawal Power | Na | Na |  | NSS-Damaniya Jogi Substation-Agrawal Power | 2705142 | 1 | RDCZ-C1.1 | RDCZ-C1.1 | 1.00 |  |  | 24860.42 | Labor | 450949.48 | 607120.84 | M-1214002 | RDCZ-C1.1LaborM-1214002 | Aluminium paint | l | L | 18 | 3729.06 | 3729.06
5028055 | 116561 | 4459 | 3 | 895 | 1099948 | Agrawal Power Pvt.Ltd. |  | 20-279-110600-26-00001 | 6 | 2026-04-02 17:06 | 48520 | Turnkey- C Rajgarh | O&M Dn Jeerapur | RDSS | Revamped Distribution Sector Scheme | 2024-08-05 | 2024-06-11 19:41 | 2026-08-31 |  | 19338231.19 | 25336177.36 | Approved | PROJECT FOR THE FEEDER 33kv Dhamaniya jogi substaion @AND FEEDER ID 48520 | PROJECT FOR THE FEEDER 33kv Dhamaniya jogi substaion @AND FEEDER ID 48520 NSS-Damaniya Jogi Substation-Agrawal Power | Na | Na |  | NSS-Damaniya Jogi Substation-Agrawal Power | 2705142 | 1 | RDCZ-C1.1 | RDCZ-C1.1 | 1.00 |  |  | 9829.55 | Supply | 450949.48 | 607120.84 | P-0001002 | RDCZ-C1.1SupplyP-0001002 | Concreting of stay (20 mm / 25 mm) @ 0.3 cmt. per stay | CMT | CMT | 2.4 | 11290.66 | 15248.09
5028055 | 116561 | 4459 | 3 | 895 | 1099949 | Agrawal Power Pvt.Ltd. |  | 20-279-110600-26-00001 | 6 | 2026-04-02 17:06 | 48520 | Turnkey- C Rajgarh | O&M Dn Jeerapur | RDSS | Revamped Distribution Sector Scheme | 2024-08-05 | 2024-06-11 19:41 | 2026-08-31 |  | 19338231.19 | 25336177.36 | Approved | PROJECT FOR THE FEEDER 33kv Dhamaniya jogi substaion @AND FEEDER ID 48520 | PROJECT FOR THE FEEDER 33kv Dhamaniya jogi substaion @AND FEEDER ID 48520 NSS-Damaniya Jogi Substation-Agrawal Power | Na | Na |  | NSS-Damaniya Jogi Substation-Agrawal Power | 2705142 | 1 | RDCZ-C1.1 | RDCZ-C1.1 | 1.00 |  |  | 9829.55 | Labor | 450949.48 | 607120.84 | P-0001002 | RDCZ-C1.1LaborP-0001002 | Concreting of stay (20 mm / 25 mm) @ 0.3 cmt. per stay | CMT | CMT | 2.4 | 1631.45 | 1631.45
5028055 | 116561 | 4459 | 3 | 895 | 1099950 | Agrawal Power Pvt.Ltd. |  | 20-279-110600-26-00001 | 6 | 2026-04-02 17:06 | 48520 | Turnkey- C Rajgarh | O&M Dn Jeerapur | RDSS | Revamped Distribution Sector Scheme | 2024-08-05 | 2024-06-11 19:41 | 2026-08-31 |  | 19338231.19 | 25336177.36 | Approved | PROJECT FOR THE FEEDER 33kv Dhamaniya jogi substaion @AND FEEDER ID 48520 | PROJECT FOR THE FEEDER 33kv Dhamaniya jogi substaion @AND FEEDER ID 48520 NSS-Damaniya Jogi Substation-Agrawal Power | Na | Na |  | NSS-Damaniya Jogi Substation-Agrawal Power | 2705142 | 1 | RDCZ-C1.1 | RDCZ-C1.1 | 1.00 |  |  | 26905.29 | Supply | 450949.48 | 607120.84 | P-0001037 | RDCZ-C1.1SupplyP-0001037 | Concreting of structures &amp; foundation (1:3:6). | CMT | CMT | 5.6 | 26344.86 | 35578.85
5028055 | 116561 | 4459 | 3 | 895 | 1099951 | Agrawal Power Pvt.Ltd. |  | 20-279-110600-26-00001 | 6 | 2026-04-02 17:06 | 48520 | Turnkey- C Rajgarh | O&M Dn Jeerapur | RDSS | Revamped Distribution Sector Scheme | 2024-08-05 | 2024-06-11 19:41 | 2026-08-31 |  | 19338231.19 | 25336177.36 | Approved | PROJECT FOR THE FEEDER 33kv Dhamaniya jogi substaion @AND FEEDER ID 48520 | PROJECT FOR THE FEEDER 33kv Dhamaniya jogi substaion @AND FEEDER ID 48520 NSS-Damaniya Jogi Substation-Agrawal Power | Na | Na |  | NSS-Damaniya Jogi Substation-Agrawal Power | 2705142 | 1 | RDCZ-C1.1 | RDCZ-C1.1 | 1.00 |  |  | 26905.29 | Labor | 450949.48 | 607120.84 | P-0001037 | RDCZ-C1.1LaborP-0001037 | Concreting of structures &amp; foundation (1:3:6). | CMT | CMT | 5.6 | 3806.71 | 3806.71
5028055 | 116561 | 4459 | 3 | 895 | 1099952 | Agrawal Power Pvt.Ltd. |  | 20-279-110600-26-00001 | 6 | 2026-04-02 17:06 | 48520 | Turnkey- C Rajgarh | O&M Dn Jeerapur | RDSS | Revamped Distribution Sector Scheme | 2024-08-05 | 2024-06-11 19:41 | 2026-08-31 |  | 19338231.19 | 25336177.36 | Approved | PROJECT FOR THE FEEDER 33kv Dhamaniya jogi substaion @AND FEEDER ID 48520 | PROJECT FOR THE FEEDER 33kv Dhamaniya jogi substaion @AND FEEDER ID 48520 NSS-Damaniya Jogi Substation-Agrawal Power | Na | Na |  | NSS-Damaniya Jogi Substation-Agrawal Power | 2705142 | 1 | RDCZ-C1.1 | RDCZ-C1.1 | 1.00 |  |  | 0 | Supply | 450949.48 | 607120.84 | P-0702056 | RDCZ-C1.1SupplyP-0702056 | Stone Block/Pre cast block for base pedding(450X450X75MM) | No | NO | 9 | 2631.69 | 3105.39
5028055 | 116561 | 4459 | 3 | 895 | 1099953 | Agrawal Power Pvt.Ltd. |  | 20-279-110600-26-00001 | 6 | 2026-04-02 17:06 | 48520 | Turnkey- C Rajgarh | O&M Dn Jeerapur | RDSS | Revamped Distribution Sector Scheme | 2024-08-05 | 2024-06-11 19:41 | 2026-08-31 |  | 19338231.19 | 25336177.36 | Approved | PROJECT FOR THE FEEDER 33kv Dhamaniya jogi substaion @AND FEEDER ID 48520 | PROJECT FOR THE FEEDER 33kv Dhamaniya jogi substaion @AND FEEDER ID 48520 NSS-Damaniya Jogi Substation-Agrawal Power | Na | Na |  | NSS-Damaniya Jogi Substation-Agrawal Power | 2705142 | 1 | RDCZ-C1.1 | RDCZ-C1.1 | 1.00 |  |  | 0 | Labor | 450949.48 | 607120.84 | P-0702056 | RDCZ-C1.1LaborP-0702056 | Stone Block/Pre cast block for base pedding(450X450X75MM) | No | NO | 9 | 0 | 0
5028055 | 116561 | 4459 | 3 | 895 | 1099954 | Agrawal Power Pvt.Ltd. |  | 20-279-110600-26-00001 | 6 | 2026-04-02 17:06 | 48520 | Turnkey- C Rajgarh | O&M Dn Jeerapur | RDSS | Revamped Distribution Sector Scheme | 2024-08-05 | 2024-06-11 19:41 | 2026-08-31 |  | 19338231.19 | 25336177.36 | Approved | PROJECT FOR THE FEEDER 33kv Dhamaniya jogi substaion @AND FEEDER ID 48520 | PROJECT FOR THE FEEDER 33kv Dhamaniya jogi substaion @AND FEEDER ID 48520 NSS-Damaniya Jogi Substation-Agrawal Power | Na | Na |  | NSS-Damaniya Jogi Substation-Agrawal Power | 2705142 | 2 | RDCZ-C-1.2 | RDCZ-C-1.2 | 1.00 | Kilometer |  | 0 | Supply | 1477056.48 | 2185283.96 | M-0001001 | RDCZ-C-1.2SupplyM-0001001 | Back filling of poles with boulders. | No | NO | 70 | 11933.6 | 14081.65
5028055 | 116561 | 4459 | 3 | 895 | 1099955 | Agrawal Power Pvt.Ltd. |  | 20-279-110600-26-00001 | 6 | 2026-04-02 17:06 | 48520 | Turnkey- C Rajgarh | O&M Dn Jeerapur | RDSS | Revamped Distribution Sector Scheme | 2024-08-05 | 2024-06-11 19:41 | 2026-08-31 |  | 19338231.19 | 25336177.36 | Approved | PROJECT FOR THE FEEDER 33kv Dhamaniya jogi substaion @AND FEEDER ID 48520 | PROJECT FOR THE FEEDER 33kv Dhamaniya jogi substaion @AND FEEDER ID 48520 NSS-Damaniya Jogi Substation-Agrawal Power | Na | Na |  | NSS-Damaniya Jogi Substation-Agrawal Power | 2705142 | 2 | RDCZ-C-1.2 | RDCZ-C-1.2 | 1.00 | Kilometer |  | 0 | Labor | 1477056.48 | 2185283.96 | M-0001001 | RDCZ-C-1.2LaborM-0001001 | Back filling of poles with boulders. | No | NO | 70 | 0 | 0
5028055 | 116561 | 4459 | 3 | 895 | 1099956 | Agrawal Power Pvt.Ltd. |  | 20-279-110600-26-00001 | 6 | 2026-04-02 17:06 | 48520 | Turnkey- C Rajgarh | O&M Dn Jeerapur | RDSS | Revamped Distribution Sector Scheme | 2024-08-05 | 2024-06-11 19:41 | 2026-08-31 |  | 19338231.19 | 25336177.36 | Approved | PROJECT FOR THE FEEDER 33kv Dhamaniya jogi substaion @AND FEEDER ID 48520 | PROJECT FOR THE FEEDER 33kv Dhamaniya jogi substaion @AND FEEDER ID 48520 NSS-Damaniya Jogi Substation-Agrawal Power | Na | Na |  | NSS-Damaniya Jogi Substation-Agrawal Power | 2705142 | 2 | RDCZ-C-1.2 | RDCZ-C-1.2 | 1.00 | Kilometer |  | 241682.51 | Supply | 1477056.48 | 2185283.96 | M-0401012 | RDCZ-C-1.2SupplyM-0401012 | AAAC Raccoon conductor 0.075 sq. inch (80 sq.mm. Al.Eq.) | km | KILOMETER | 17.825 | 1033052.33 | 1443683.7
5028055 | 116561 | 4459 | 3 | 895 | 1099957 | Agrawal Power Pvt.Ltd. |  | 20-279-110600-26-00001 | 6 | 2026-04-02 17:06 | 48520 | Turnkey- C Rajgarh | O&M Dn Jeerapur | RDSS | Revamped Distribution Sector Scheme | 2024-08-05 | 2024-06-11 19:41 | 2026-08-31 |  | 19338231.19 | 25336177.36 | Approved | PROJECT FOR THE FEEDER 33kv Dhamaniya jogi substaion @AND FEEDER ID 48520 | PROJECT FOR THE FEEDER 33kv Dhamaniya jogi substaion @AND FEEDER ID 48520 NSS-Damaniya Jogi Substation-Agrawal Power | Na | Na |  | NSS-Damaniya Jogi Substation-Agrawal Power | 2705142 | 2 | RDCZ-C-1.2 | RDCZ-C-1.2 | 1.00 | Kilometer |  | 241682.51 | Labor | 1477056.48 | 2185283.96 | M-0401012 | RDCZ-C-1.2LaborM-0401012 | AAAC Raccoon conductor 0.075 sq. inch (80 sq.mm. Al.Eq.) | km | KILOMETER | 17.825 | 190408.43 | 190408.43
5028055 | 116561 | 4459 | 3 | 895 | 1099958 | Agrawal Power Pvt.Ltd. |  | 20-279-110600-26-00001 | 6 | 2026-04-02 17:06 | 48520 | Turnkey- C Rajgarh | O&M Dn Jeerapur | RDSS | Revamped Distribution Sector Scheme | 2024-08-05 | 2024-06-11 19:41 | 2026-08-31 |  | 19338231.19 | 25336177.36 | Approved | PROJECT FOR THE FEEDER 33kv Dhamaniya jogi substaion @AND FEEDER ID 48520 | PROJECT FOR THE FEEDER 33kv Dhamaniya jogi substaion @AND FEEDER ID 48520 NSS-Damaniya Jogi Substation-Agrawal Power | Na | Na |  | NSS-Damaniya Jogi Substation-Agrawal Power | 2705142 | 2 | RDCZ-C-1.2 | RDCZ-C-1.2 | 1.00 | Kilometer |  | 528.5 | Supply | 1477056.48 | 2185283.96 | M-0403012 | RDCZ-C-1.2SupplyM-0403012 | G.I. WIRES 4.0 MM. (8 SWG) | Kg | KG | 70 | 5362.7 | 6951.62
5028055 | 116561 | 4459 | 3 | 895 | 1099959 | Agrawal Power Pvt.Ltd. |  | 20-279-110600-26-00001 | 6 | 2026-04-02 17:06 | 48520 | Turnkey- C Rajgarh | O&M Dn Jeerapur | RDSS | Revamped Distribution Sector Scheme | 2024-08-05 | 2024-06-11 19:41 | 2026-08-31 |  | 19338231.19 | 25336177.36 | Approved | PROJECT FOR THE FEEDER 33kv Dhamaniya jogi substaion @AND FEEDER ID 48520 | PROJECT FOR THE FEEDER 33kv Dhamaniya jogi substaion @AND FEEDER ID 48520 NSS-Damaniya Jogi Substation-Agrawal Power | Na | Na |  | NSS-Damaniya Jogi Substation-Agrawal Power | 2705142 | 2 | RDCZ-C-1.2 | RDCZ-C-1.2 | 1.00 | Kilometer |  | 528.5 | Labor | 1477056.48 | 2185283.96 | M-0403012 | RDCZ-C-1.2LaborM-0403012 | G.I. WIRES 4.0 MM. (8 SWG) | Kg | KG | 70 | 528.5 | 528.5
5028055 | 116561 | 4459 | 3 | 895 | 1099960 | Agrawal Power Pvt.Ltd. |  | 20-279-110600-26-00001 | 6 | 2026-04-02 17:06 | 48520 | Turnkey- C Rajgarh | O&M Dn Jeerapur | RDSS | Revamped Distribution Sector Scheme | 2024-08-05 | 2024-06-11 19:41 | 2026-08-31 |  | 19338231.19 | 25336177.36 | Approved | PROJECT FOR THE FEEDER 33kv Dhamaniya jogi substaion @AND FEEDER ID 48520 | PROJECT FOR THE FEEDER 33kv Dhamaniya jogi substaion @AND FEEDER ID 48520 NSS-Damaniya Jogi Substation-Agrawal Power | Na | Na |  | NSS-Damaniya Jogi Substation-Agrawal Power | 2705142 | 2 | RDCZ-C-1.2 | RDCZ-C-1.2 | 1.00 | Kilometer |  | 5481.32 | Supply | 1477056.48 | 2185283.96 | M-0403016 | RDCZ-C-1.2SupplyM-0403016 | Anti climbing devices ( Barbed wire 2.24 mm dia, 14 SWG) | No | NUMBER | 70 | 22281.7 | 29857.42
5028055 | 116561 | 4459 | 3 | 895 | 1099961 | Agrawal Power Pvt.Ltd. |  | 20-279-110600-26-00001 | 6 | 2026-04-02 17:06 | 48520 | Turnkey- C Rajgarh | O&M Dn Jeerapur | RDSS | Revamped Distribution Sector Scheme | 2024-08-05 | 2024-06-11 19:41 | 2026-08-31 |  | 19338231.19 | 25336177.36 | Approved | PROJECT FOR THE FEEDER 33kv Dhamaniya jogi substaion @AND FEEDER ID 48520 | PROJECT FOR THE FEEDER 33kv Dhamaniya jogi substaion @AND FEEDER ID 48520 NSS-Damaniya Jogi Substation-Agrawal Power | Na | Na |  | NSS-Damaniya Jogi Substation-Agrawal Power | 2705142 | 2 | RDCZ-C-1.2 | RDCZ-C-1.2 | 1.00 | Kilometer |  | 5481.32 | Labor | 1477056.48 | 2185283.96 | M-0403016 | RDCZ-C-1.2LaborM-0403016 | Anti climbing devices ( Barbed wire 2.24 mm dia, 14 SWG) | No | NUMBER | 70 | 3021.2 | 3021.2
5028055 | 116561 | 4459 | 3 | 895 | 1099962 | Agrawal Power Pvt.Ltd. |  | 20-279-110600-26-00001 | 6 | 2026-04-02 17:06 | 48520 | Turnkey- C Rajgarh | O&M Dn Jeerapur | RDSS | Revamped Distribution Sector Scheme | 2024-08-05 | 2024-06-11 19:41 | 2026-08-31 |  | 19338231.19 | 25336177.36 | Approved | PROJECT FOR THE FEEDER 33kv Dhamaniya jogi substaion @AND FEEDER ID 48520 | PROJECT FOR THE FEEDER 33kv Dhamaniya jogi substaion @AND FEEDER ID 48520 NSS-Damaniya Jogi Substation-Agrawal Power | Na | Na |  | NSS-Damaniya Jogi Substation-Agrawal Power | 2705142 | 2 | RDCZ-C-1.2 | RDCZ-C-1.2 | 1.00 | Kilometer |  | 0 | Supply | 1477056.48 | 2185283.96 | M-0403019 | RDCZ-C-1.2SupplyM-0403019 | STAY WIRE 7/3.15 MM.(7/10 SWG) | Kg | KG | 120 | 8287.2 | 9778.9
5028055 | 116561 | 4459 | 3 | 895 | 1099963 | Agrawal Power Pvt.Ltd. |  | 20-279-110600-26-00001 | 6 | 2026-04-02 17:06 | 48520 | Turnkey- C Rajgarh | O&M Dn Jeerapur | RDSS | Revamped Distribution Sector Scheme | 2024-08-05 | 2024-06-11 19:41 | 2026-08-31 |  | 19338231.19 | 25336177.36 | Approved | PROJECT FOR THE FEEDER 33kv Dhamaniya jogi substaion @AND FEEDER ID 48520 | PROJECT FOR THE FEEDER 33kv Dhamaniya jogi substaion @AND FEEDER ID 48520 NSS-Damaniya Jogi Substation-Agrawal Power | Na | Na |  | NSS-Damaniya Jogi Substation-Agrawal Power | 2705142 | 2 | RDCZ-C-1.2 | RDCZ-C-1.2 | 1.00 | Kilometer |  | 0 | Labor | 1477056.48 | 2185283.96 | M-0403019 | RDCZ-C-1.2LaborM-0403019 | STAY WIRE 7/3.15 MM.(7/10 SWG) | Kg | KG | 120 | 0 | 0
5028055 | 116561 | 4459 | 3 | 895 | 1099964 | Agrawal Power Pvt.Ltd. |  | 20-279-110600-26-00001 | 6 | 2026-04-02 17:06 | 48520 | Turnkey- C Rajgarh | O&M Dn Jeerapur | RDSS | Revamped Distribution Sector Scheme | 2024-08-05 | 2024-06-11 19:41 | 2026-08-31 |  | 19338231.19 | 25336177.36 | Approved | PROJECT FOR THE FEEDER 33kv Dhamaniya jogi substaion @AND FEEDER ID 48520 | PROJECT FOR THE FEEDER 33kv Dhamaniya jogi substaion @AND FEEDER ID 48520 NSS-Damaniya Jogi Substation-Agrawal Power | Na | Na |  | NSS-Damaniya Jogi Substation-Agrawal Power | 2705142 | 2 | RDCZ-C-1.2 | RDCZ-C-1.2 | 1.00 | Kilometer |  | 0 | Supply | 1477056.48 | 2185283.96 | M-0403096 | RDCZ-C-1.2SupplyM-0403096 | Earthing Coil of 115 Turns of 50 MM.Dia and 2.5 Mtr. Lead of 4.0 MM G.I Wire | No | NUMBER | 70 | 9063.6 | 10695.05
5028055 | 116561 | 4459 | 3 | 895 | 1099965 | Agrawal Power Pvt.Ltd. |  | 20-279-110600-26-00001 | 6 | 2026-04-02 17:06 | 48520 | Turnkey- C Rajgarh | O&M Dn Jeerapur | RDSS | Revamped Distribution Sector Scheme | 2024-08-05 | 2024-06-11 19:41 | 2026-08-31 |  | 19338231.19 | 25336177.36 | Approved | PROJECT FOR THE FEEDER 33kv Dhamaniya jogi substaion @AND FEEDER ID 48520 | PROJECT FOR THE FEEDER 33kv Dhamaniya jogi substaion @AND FEEDER ID 48520 NSS-Damaniya Jogi Substation-Agrawal Power | Na | Na |  | NSS-Damaniya Jogi Substation-Agrawal Power | 2705142 | 2 | RDCZ-C-1.2 | RDCZ-C-1.2 | 1.00 | Kilometer |  | 0 | Labor | 1477056.48 | 2185283.96 | M-0403096 | RDCZ-C-1.2LaborM-0403096 | Earthing Coil of 115 Turns of 50 MM.Dia and 2.5 Mtr. Lead of 4.0 MM G.I Wire | No | NUMBER | 70 | 0 | 0
5028055 | 116561 | 4459 | 3 | 895 | 1099966 | Agrawal Power Pvt.Ltd. |  | 20-279-110600-26-00001 | 6 | 2026-04-02 17:06 | 48520 | Turnkey- C Rajgarh | O&M Dn Jeerapur | RDSS | Revamped Distribution Sector Scheme | 2024-08-05 | 2024-06-11 19:41 | 2026-08-31 |  | 19338231.19 | 25336177.36 | Approved | PROJECT FOR THE FEEDER 33kv Dhamaniya jogi substaion @AND FEEDER ID 48520 | PROJECT FOR THE FEEDER 33kv Dhamaniya jogi substaion @AND FEEDER ID 48520 NSS-Damaniya Jogi Substation-Agrawal Power | Na | Na |  | NSS-Damaniya Jogi Substation-Agrawal Power | 2705142 | 2 | RDCZ-C-1.2 | RDCZ-C-1.2 | 1.00 | Kilometer |  | 0 | Labor | 1477056.48 | 2185283.96 | M-0403208 | RDCZ-C-1.2LaborM-0403208 | M.S.Nuts with Bolts | Kg | KG | 245 | 0 | 0
5028055 | 116561 | 4459 | 3 | 895 | 1099967 | Agrawal Power Pvt.Ltd. |  | 20-279-110600-26-00001 | 6 | 2026-04-02 17:06 | 48520 | Turnkey- C Rajgarh | O&M Dn Jeerapur | RDSS | Revamped Distribution Sector Scheme | 2024-08-05 | 2024-06-11 19:41 | 2026-08-31 |  | 19338231.19 | 25336177.36 | Approved | PROJECT FOR THE FEEDER 33kv Dhamaniya jogi substaion @AND FEEDER ID 48520 | PROJECT FOR THE FEEDER 33kv Dhamaniya jogi substaion @AND FEEDER ID 48520 NSS-Damaniya Jogi Substation-Agrawal Power | Na | Na |  | NSS-Damaniya Jogi Substation-Agrawal Power | 2705142 | 2 | RDCZ-C-1.2 | RDCZ-C-1.2 | 1.00 | Kilometer |  | 0 | Supply | 1477056.48 | 2185283.96 | M-0403208 | RDCZ-C-1.2SupplyM-0403208 | M.S.Nuts with Bolts | Kg | KG | 245 | 20883.8 | 24642.88
5028055 | 116561 | 4459 | 3 | 895 | 1099968 | Agrawal Power Pvt.Ltd. |  | 20-279-110600-26-00001 | 6 | 2026-04-02 17:06 | 48520 | Turnkey- C Rajgarh | O&M Dn Jeerapur | RDSS | Revamped Distribution Sector Scheme | 2024-08-05 | 2024-06-11 19:41 | 2026-08-31 |  | 19338231.19 | 25336177.36 | Approved | PROJECT FOR THE FEEDER 33kv Dhamaniya jogi substaion @AND FEEDER ID 48520 | PROJECT FOR THE FEEDER 33kv Dhamaniya jogi substaion @AND FEEDER ID 48520 NSS-Damaniya Jogi Substation-Agrawal Power | Na | Na |  | NSS-Damaniya Jogi Substation-Agrawal Power | 2705142 | 2 | RDCZ-C-1.2 | RDCZ-C-1.2 | 1.00 | Kilometer |  | 0 | Supply | 1477056.48 | 2185283.96 | M-0404233 | RDCZ-C-1.2SupplyM-0404233 | Jointing Sleeves suitable for Rabbit (55Sq.mm.Al. Eq. ) AAAC conductor | Ea | EA | 5 | 463.95 | 547.46
5028055 | 116561 | 4459 | 3 | 895 | 1099969 | Agrawal Power Pvt.Ltd. |  | 20-279-110600-26-00001 | 6 | 2026-04-02 17:06 | 48520 | Turnkey- C Rajgarh | O&M Dn Jeerapur | RDSS | Revamped Distribution Sector Scheme | 2024-08-05 | 2024-06-11 19:41 | 2026-08-31 |  | 19338231.19 | 25336177.36 | Approved | PROJECT FOR THE FEEDER 33kv Dhamaniya jogi substaion @AND FEEDER ID 48520 | PROJECT FOR THE FEEDER 33kv Dhamaniya jogi substaion @AND FEEDER ID 48520 NSS-Damaniya Jogi Substation-Agrawal Power | Na | Na |  | NSS-Damaniya Jogi Substation-Agrawal Power | 2705142 | 2 | RDCZ-C-1.2 | RDCZ-C-1.2 | 1.00 | Kilometer |  | 0 | Labor | 1477056.48 | 2185283.96 | M-0404233 | RDCZ-C-1.2LaborM-0404233 | Jointing Sleeves suitable for Rabbit (55Sq.mm.Al. Eq. ) AAAC conductor | Ea | EA | 5 | 0 | 0
5028055 | 116561 | 4459 | 3 | 895 | 1099970 | Agrawal Power Pvt.Ltd. |  | 20-279-110600-26-00001 | 6 | 2026-04-02 17:06 | 48520 | Turnkey- C Rajgarh | O&M Dn Jeerapur | RDSS | Revamped Distribution Sector Scheme | 2024-08-05 | 2024-06-11 19:41 | 2026-08-31 |  | 19338231.19 | 25336177.36 | Approved | PROJECT FOR THE FEEDER 33kv Dhamaniya jogi substaion @AND FEEDER ID 48520 | PROJECT FOR THE FEEDER 33kv Dhamaniya jogi substaion @AND FEEDER ID 48520 NSS-Damaniya Jogi Substation-Agrawal Power | Na | Na |  | NSS-Damaniya Jogi Substation-Agrawal Power | 2705142 | 2 | RDCZ-C-1.2 | RDCZ-C-1.2 | 1.00 | Kilometer |  | 0 | Supply | 1477056.48 | 2185283.96 | M-0404370 | RDCZ-C-1.2SupplyM-0404370 | Aluminium Binding wire and tape | Kg | KG | 21 | 7839.93 | 9251.12
5028055 | 116561 | 4459 | 3 | 895 | 1099971 | Agrawal Power Pvt.Ltd. |  | 20-279-110600-26-00001 | 6 | 2026-04-02 17:06 | 48520 | Turnkey- C Rajgarh | O&M Dn Jeerapur | RDSS | Revamped Distribution Sector Scheme | 2024-08-05 | 2024-06-11 19:41 | 2026-08-31 |  | 19338231.19 | 25336177.36 | Approved | PROJECT FOR THE FEEDER 33kv Dhamaniya jogi substaion @AND FEEDER ID 48520 | PROJECT FOR THE FEEDER 33kv Dhamaniya jogi substaion @AND FEEDER ID 48520 NSS-Damaniya Jogi Substation-Agrawal Power | Na | Na |  | NSS-Damaniya Jogi Substation-Agrawal Power | 2705142 | 2 | RDCZ-C-1.2 | RDCZ-C-1.2 | 1.00 | Kilometer |  | 0 | Labor | 1477056.48 | 2185283.96 | M-0404370 | RDCZ-C-1.2LaborM-0404370 | Aluminium Binding wire and tape | Kg | KG | 21 | 0 | 0
5028055 | 116561 | 4459 | 3 | 895 | 1099972 | Agrawal Power Pvt.Ltd. |  | 20-279-110600-26-00001 | 6 | 2026-04-02 17:06 | 48520 | Turnkey- C Rajgarh | O&M Dn Jeerapur | RDSS | Revamped Distribution Sector Scheme | 2024-08-05 | 2024-06-11 19:41 | 2026-08-31 |  | 19338231.19 | 25336177.36 | Approved | PROJECT FOR THE FEEDER 33kv Dhamaniya jogi substaion @AND FEEDER ID 48520 | PROJECT FOR THE FEEDER 33kv Dhamaniya jogi substaion @AND FEEDER ID 48520 NSS-Damaniya Jogi Substation-Agrawal Power | Na | Na |  | NSS-Damaniya Jogi Substation-Agrawal Power | 2705142 | 2 | RDCZ-C-1.2 | RDCZ-C-1.2 | 1.00 | Kilometer |  | 182160.72 | Supply | 1477056.48 | 2185283.96 | M-0501004 | RDCZ-C-1.2SupplyM-0501004 | 140 Kg.,8.0 Mtrs. long PCC pole | Ea | EA | 70 | 140788.2 | 326198.96
5028055 | 116561 | 4459 | 3 | 895 | 1099973 | Agrawal Power Pvt.Ltd. |  | 20-279-110600-26-00001 | 6 | 2026-04-02 17:06 | 48520 | Turnkey- C Rajgarh | O&M Dn Jeerapur | RDSS | Revamped Distribution Sector Scheme | 2024-08-05 | 2024-06-11 19:41 | 2026-08-31 |  | 19338231.19 | 25336177.36 | Approved | PROJECT FOR THE FEEDER 33kv Dhamaniya jogi substaion @AND FEEDER ID 48520 | PROJECT FOR THE FEEDER 33kv Dhamaniya jogi substaion @AND FEEDER ID 48520 NSS-Damaniya Jogi Substation-Agrawal Power | Na | Na |  | NSS-Damaniya Jogi Substation-Agrawal Power | 2705142 | 2 | RDCZ-C-1.2 | RDCZ-C-1.2 | 1.00 | Kilometer |  | 182160.72 | Labor | 1477056.48 | 2185283.96 | M-0501004 | RDCZ-C-1.2LaborM-0501004 | 140 Kg.,8.0 Mtrs. long PCC pole | Ea | EA | 70 | 135651.6 | 135651.6
5028055 | 116561 | 4459 | 3 | 895 | 1099974 | Agrawal Power Pvt.Ltd. |  | 20-279-110600-26-00001 | 6 | 2026-04-02 17:06 | 48520 | Turnkey- C Rajgarh | O&M Dn Jeerapur | RDSS | Revamped Distribution Sector Scheme | 2024-08-05 | 2024-06-11 19:41 | 2026-08-31 |  | 19338231.19 | 25336177.36 | Approved | PROJECT FOR THE FEEDER 33kv Dhamaniya jogi substaion @AND FEEDER ID 48520 | PROJECT FOR THE FEEDER 33kv Dhamaniya jogi substaion @AND FEEDER ID 48520 NSS-Damaniya Jogi Substation-Agrawal Power | Na | Na |  | NSS-Damaniya Jogi Substation-Agrawal Power | 2705142 | 2 | RDCZ-C-1.2 | RDCZ-C-1.2 | 1.00 | Kilometer |  | 11507.93 | Supply | 1477056.48 | 2185283.96 | M-0502010 | RDCZ-C-1.2SupplyM-0502010 | 11 KV V cross arm 65X65X6 mm. angle type | No | NO | 70 | 71677.9 | 96612.26
5028055 | 116561 | 4459 | 3 | 895 | 1099975 | Agrawal Power Pvt.Ltd. |  | 20-279-110600-26-00001 | 6 | 2026-04-02 17:06 | 48520 | Turnkey- C Rajgarh | O&M Dn Jeerapur | RDSS | Revamped Distribution Sector Scheme | 2024-08-05 | 2024-06-11 19:41 | 2026-08-31 |  | 19338231.19 | 25336177.36 | Approved | PROJECT FOR THE FEEDER 33kv Dhamaniya jogi substaion @AND FEEDER ID 48520 | PROJECT FOR THE FEEDER 33kv Dhamaniya jogi substaion @AND FEEDER ID 48520 NSS-Damaniya Jogi Substation-Agrawal Power | Na | Na |  | NSS-Damaniya Jogi Substation-Agrawal Power | 2705142 | 2 | RDCZ-C-1.2 | RDCZ-C-1.2 | 1.00 | Kilometer |  | 11507.93 | Labor | 1477056.48 | 2185283.96 | M-0502010 | RDCZ-C-1.2LaborM-0502010 | 11 KV V cross arm 65X65X6 mm. angle type | No | NO | 70 | 10196.9 | 10196.9
5028055 | 116561 | 4459 | 3 | 895 | 1099976 | Agrawal Power Pvt.Ltd. |  | 20-279-110600-26-00001 | 6 | 2026-04-02 17:06 | 48520 | Turnkey- C Rajgarh | O&M Dn Jeerapur | RDSS | Revamped Distribution Sector Scheme | 2024-08-05 | 2024-06-11 19:41 | 2026-08-31 |  | 19338231.19 | 25336177.36 | Approved | PROJECT FOR THE FEEDER 33kv Dhamaniya jogi substaion @AND FEEDER ID 48520 | PROJECT FOR THE FEEDER 33kv Dhamaniya jogi substaion @AND FEEDER ID 48520 NSS-Damaniya Jogi Substation-Agrawal Power | Na | Na |  | NSS-Damaniya Jogi Substation-Agrawal Power | 2705142 | 2 | RDCZ-C-1.2 | RDCZ-C-1.2 | 1.00 | Kilometer |  | 0 | Supply | 1477056.48 | 2185283.96 | M-0502030 | RDCZ-C-1.2SupplyM-0502030 | Back Clamp for 140 Kg PCC Pole MS Flat 50x6 mm | No | NUMBER | 140 | 12538.4 | 14795.31
5028055 | 116561 | 4459 | 3 | 895 | 1099977 | Agrawal Power Pvt.Ltd. |  | 20-279-110600-26-00001 | 6 | 2026-04-02 17:06 | 48520 | Turnkey- C Rajgarh | O&M Dn Jeerapur | RDSS | Revamped Distribution Sector Scheme | 2024-08-05 | 2024-06-11 19:41 | 2026-08-31 |  | 19338231.19 | 25336177.36 | Approved | PROJECT FOR THE FEEDER 33kv Dhamaniya jogi substaion @AND FEEDER ID 48520 | PROJECT FOR THE FEEDER 33kv Dhamaniya jogi substaion @AND FEEDER ID 48520 NSS-Damaniya Jogi Substation-Agrawal Power | Na | Na |  | NSS-Damaniya Jogi Substation-Agrawal Power | 2705142 | 2 | RDCZ-C-1.2 | RDCZ-C-1.2 | 1.00 | Kilometer |  | 0 | Labor | 1477056.48 | 2185283.96 | M-0502030 | RDCZ-C-1.2LaborM-0502030 | Back Clamp for 140 Kg PCC Pole MS Flat 50x6 mm | No | NUMBER | 140 | 0 | 0
5028055 | 116561 | 4459 | 3 | 895 | 1099978 | Agrawal Power Pvt.Ltd. |  | 20-279-110600-26-00001 | 6 | 2026-04-02 17:06 | 48520 | Turnkey- C Rajgarh | O&M Dn Jeerapur | RDSS | Revamped Distribution Sector Scheme | 2024-08-05 | 2024-06-11 19:41 | 2026-08-31 |  | 19338231.19 | 25336177.36 | Approved | PROJECT FOR THE FEEDER 33kv Dhamaniya jogi substaion @AND FEEDER ID 48520 | PROJECT FOR THE FEEDER 33kv Dhamaniya jogi substaion @AND FEEDER ID 48520 NSS-Damaniya Jogi Substation-Agrawal Power | Na | Na |  | NSS-Damaniya Jogi Substation-Agrawal Power | 2705142 | 2 | RDCZ-C-1.2 | RDCZ-C-1.2 | 1.00 | Kilometer |  | 4282.47 | Supply | 1477056.48 | 2185283.96 | M-0502060 | RDCZ-C-1.2SupplyM-0502060 | 11 KV Top clamp 65X65X6 mm. angle type | No | NO | 70 | 17447.5 | 24955.11
5028055 | 116561 | 4459 | 3 | 895 | 1099979 | Agrawal Power Pvt.Ltd. |  | 20-279-110600-26-00001 | 6 | 2026-04-02 17:06 | 48520 | Turnkey- C Rajgarh | O&M Dn Jeerapur | RDSS | Revamped Distribution Sector Scheme | 2024-08-05 | 2024-06-11 19:41 | 2026-08-31 |  | 19338231.19 | 25336177.36 | Approved | PROJECT FOR THE FEEDER 33kv Dhamaniya jogi substaion @AND FEEDER ID 48520 | PROJECT FOR THE FEEDER 33kv Dhamaniya jogi substaion @AND FEEDER ID 48520 NSS-Damaniya Jogi Substation-Agrawal Power | Na | Na |  | NSS-Damaniya Jogi Substation-Agrawal Power | 2705142 | 2 | RDCZ-C-1.2 | RDCZ-C-1.2 | 1.00 | Kilometer |  | 4282.47 | Labor | 1477056.48 | 2185283.96 | M-0502060 | RDCZ-C-1.2LaborM-0502060 | 11 KV Top clamp 65X65X6 mm. angle type | No | NO | 70 | 3700.9 | 3700.9
5028055 | 116561 | 4459 | 3 | 895 | 1099980 | Agrawal Power Pvt.Ltd. |  | 20-279-110600-26-00001 | 6 | 2026-04-02 17:06 | 48520 | Turnkey- C Rajgarh | O&M Dn Jeerapur | RDSS | Revamped Distribution Sector Scheme | 2024-08-05 | 2024-06-11 19:41 | 2026-08-31 |  | 19338231.19 | 25336177.36 | Approved | PROJECT FOR THE FEEDER 33kv Dhamaniya jogi substaion @AND FEEDER ID 48520 | PROJECT FOR THE FEEDER 33kv Dhamaniya jogi substaion @AND FEEDER ID 48520 NSS-Damaniya Jogi Substation-Agrawal Power | Na | Na |  | NSS-Damaniya Jogi Substation-Agrawal Power | 2705142 | 2 | RDCZ-C-1.2 | RDCZ-C-1.2 | 1.00 | Kilometer |  | 0 | Supply | 1477056.48 | 2185283.96 | M-0502091 | RDCZ-C-1.2SupplyM-0502091 | Clamp for 140 Kg PCC Pole MS Flat 50x6 mm | Set | SET | 25 | 3048.25 | 3596.94
5028055 | 116561 | 4459 | 3 | 895 | 1099981 | Agrawal Power Pvt.Ltd. |  | 20-279-110600-26-00001 | 6 | 2026-04-02 17:06 | 48520 | Turnkey- C Rajgarh | O&M Dn Jeerapur | RDSS | Revamped Distribution Sector Scheme | 2024-08-05 | 2024-06-11 19:41 | 2026-08-31 |  | 19338231.19 | 25336177.36 | Approved | PROJECT FOR THE FEEDER 33kv Dhamaniya jogi substaion @AND FEEDER ID 48520 | PROJECT FOR THE FEEDER 33kv Dhamaniya jogi substaion @AND FEEDER ID 48520 NSS-Damaniya Jogi Substation-Agrawal Power | Na | Na |  | NSS-Damaniya Jogi Substation-Agrawal Power | 2705142 | 2 | RDCZ-C-1.2 | RDCZ-C-1.2 | 1.00 | Kilometer |  | 0 | Labor | 1477056.48 | 2185283.96 | M-0502091 | RDCZ-C-1.2LaborM-0502091 | Clamp for 140 Kg PCC Pole MS Flat 50x6 mm | Set | SET | 25 | 0 | 0
5028055 | 116561 | 4459 | 3 | 895 | 1099982 | Agrawal Power Pvt.Ltd. |  | 20-279-110600-26-00001 | 6 | 2026-04-02 17:06 | 48520 | Turnkey- C Rajgarh | O&M Dn Jeerapur | RDSS | Revamped Distribution Sector Scheme | 2024-08-05 | 2024-06-11 19:41 | 2026-08-31 |  | 19338231.19 | 25336177.36 | Approved | PROJECT FOR THE FEEDER 33kv Dhamaniya jogi substaion @AND FEEDER ID 48520 | PROJECT FOR THE FEEDER 33kv Dhamaniya jogi substaion @AND FEEDER ID 48520 NSS-Damaniya Jogi Substation-Agrawal Power | Na | Na |  | NSS-Damaniya Jogi Substation-Agrawal Power | 2705142 | 2 | RDCZ-C-1.2 | RDCZ-C-1.2 | 1.00 | Kilometer |  | 55120.04 | Supply | 1477056.48 | 2185283.96 | M-0502230 | RDCZ-C-1.2SupplyM-0502230 | Stay set complete without Stay wire 16 mm. (Painted) | No | NO | 20 | 10466.4 | 27476.3
5028055 | 116561 | 4459 | 3 | 895 | 1099983 | Agrawal Power Pvt.Ltd. |  | 20-279-110600-26-00001 | 6 | 2026-04-02 17:06 | 48520 | Turnkey- C Rajgarh | O&M Dn Jeerapur | RDSS | Revamped Distribution Sector Scheme | 2024-08-05 | 2024-06-11 19:41 | 2026-08-31 |  | 19338231.19 | 25336177.36 | Approved | PROJECT FOR THE FEEDER 33kv Dhamaniya jogi substaion @AND FEEDER ID 48520 | PROJECT FOR THE FEEDER 33kv Dhamaniya jogi substaion @AND FEEDER ID 48520 NSS-Damaniya Jogi Substation-Agrawal Power | Na | Na |  | NSS-Damaniya Jogi Substation-Agrawal Power | 2705142 | 2 | RDCZ-C-1.2 | RDCZ-C-1.2 | 1.00 | Kilometer |  | 55120.04 | Labor | 1477056.48 | 2185283.96 | M-0502230 | RDCZ-C-1.2LaborM-0502230 | Stay set complete without Stay wire 16 mm. (Painted) | No | NO | 20 | 12818.6 | 12818.6
5028055 | 116561 | 4459 | 3 | 895 | 1099984 | Agrawal Power Pvt.Ltd. |  | 20-279-110600-26-00001 | 6 | 2026-04-02 17:06 | 48520 | Turnkey- C Rajgarh | O&M Dn Jeerapur | RDSS | Revamped Distribution Sector Scheme | 2024-08-05 | 2024-06-11 19:41 | 2026-08-31 |  | 19338231.19 | 25336177.36 | Approved | PROJECT FOR THE FEEDER 33kv Dhamaniya jogi substaion @AND FEEDER ID 48520 | PROJECT FOR THE FEEDER 33kv Dhamaniya jogi substaion @AND FEEDER ID 48520 NSS-Damaniya Jogi Substation-Agrawal Power | Na | Na |  | NSS-Damaniya Jogi Substation-Agrawal Power | 2705142 | 2 | RDCZ-C-1.2 | RDCZ-C-1.2 | 1.00 | Kilometer |  | 6590.52 | Supply | 1477056.48 | 2185283.96 | M-0502367 | RDCZ-C-1.2SupplyM-0502367 | 11 KV Single pole cut point fitting 100x50x6 mm channel | Set | SET | 6 | 17175.54 | 24155.54
5028055 | 116561 | 4459 | 3 | 895 | 1099985 | Agrawal Power Pvt.Ltd. |  | 20-279-110600-26-00001 | 6 | 2026-04-02 17:06 | 48520 | Turnkey- C Rajgarh | O&M Dn Jeerapur | RDSS | Revamped Distribution Sector Scheme | 2024-08-05 | 2024-06-11 19:41 | 2026-08-31 |  | 19338231.19 | 25336177.36 | Approved | PROJECT FOR THE FEEDER 33kv Dhamaniya jogi substaion @AND FEEDER ID 48520 | PROJECT FOR THE FEEDER 33kv Dhamaniya jogi substaion @AND FEEDER ID 48520 NSS-Damaniya Jogi Substation-Agrawal Power | Na | Na |  | NSS-Damaniya Jogi Substation-Agrawal Power | 2705142 | 2 | RDCZ-C-1.2 | RDCZ-C-1.2 | 1.00 | Kilometer |  | 6590.52 | Labor | 1477056.48 | 2185283.96 | M-0502367 | RDCZ-C-1.2LaborM-0502367 | 11 KV Single pole cut point fitting 100x50x6 mm channel | Set | SET | 6 | 3295.26 | 3295.26
5028055 | 116561 | 4459 | 3 | 895 | 1099986 | Agrawal Power Pvt.Ltd. |  | 20-279-110600-26-00001 | 6 | 2026-04-02 17:06 | 48520 | Turnkey- C Rajgarh | O&M Dn Jeerapur | RDSS | Revamped Distribution Sector Scheme | 2024-08-05 | 2024-06-11 19:41 | 2026-08-31 |  | 19338231.19 | 25336177.36 | Approved | PROJECT FOR THE FEEDER 33kv Dhamaniya jogi substaion @AND FEEDER ID 48520 | PROJECT FOR THE FEEDER 33kv Dhamaniya jogi substaion @AND FEEDER ID 48520 NSS-Damaniya Jogi Substation-Agrawal Power | Na | Na |  | NSS-Damaniya Jogi Substation-Agrawal Power | 2705142 | 2 | RDCZ-C-1.2 | RDCZ-C-1.2 | 1.00 | Kilometer |  | 3754.8 | Supply | 1477056.48 | 2185283.96 | M-0502429 | RDCZ-C-1.2SupplyM-0502429 | Danger Boards Enamelled 11 KV | Ea | EA | 70 | 5060.3 | 8555.71
5028055 | 116561 | 4459 | 3 | 895 | 1099987 | Agrawal Power Pvt.Ltd. |  | 20-279-110600-26-00001 | 6 | 2026-04-02 17:06 | 48520 | Turnkey- C Rajgarh | O&M Dn Jeerapur | RDSS | Revamped Distribution Sector Scheme | 2024-08-05 | 2024-06-11 19:41 | 2026-08-31 |  | 19338231.19 | 25336177.36 | Approved | PROJECT FOR THE FEEDER 33kv Dhamaniya jogi substaion @AND FEEDER ID 48520 | PROJECT FOR THE FEEDER 33kv Dhamaniya jogi substaion @AND FEEDER ID 48520 NSS-Damaniya Jogi Substation-Agrawal Power | Na | Na |  | NSS-Damaniya Jogi Substation-Agrawal Power | 2705142 | 2 | RDCZ-C-1.2 | RDCZ-C-1.2 | 1.00 | Kilometer |  | 3754.8 | Labor | 1477056.48 | 2185283.96 | M-0502429 | RDCZ-C-1.2LaborM-0502429 | Danger Boards Enamelled 11 KV | Ea | EA | 70 | 2190.3 | 2190.3
5028055 | 116561 | 4459 | 3 | 895 | 1099988 | Agrawal Power Pvt.Ltd. |  | 20-279-110600-26-00001 | 6 | 2026-04-02 17:06 | 48520 | Turnkey- C Rajgarh | O&M Dn Jeerapur | RDSS | Revamped Distribution Sector Scheme | 2024-08-05 | 2024-06-11 19:41 | 2026-08-31 |  | 19338231.19 | 25336177.36 | Approved | PROJECT FOR THE FEEDER 33kv Dhamaniya jogi substaion @AND FEEDER ID 48520 | PROJECT FOR THE FEEDER 33kv Dhamaniya jogi substaion @AND FEEDER ID 48520 NSS-Damaniya Jogi Substation-Agrawal Power | Na | Na |  | NSS-Damaniya Jogi Substation-Agrawal Power | 2705142 | 2 | RDCZ-C-1.2 | RDCZ-C-1.2 | 1.00 | Kilometer |  | 0 | Supply | 1477056.48 | 2185283.96 | M-0601036 | RDCZ-C-1.2SupplyM-0601036 | Stay Insulators 90X65mm | Ea | EA | 20 | 345.2 | 407.34
5028055 | 116561 | 4459 | 3 | 895 | 1099989 | Agrawal Power Pvt.Ltd. |  | 20-279-110600-26-00001 | 6 | 2026-04-02 17:06 | 48520 | Turnkey- C Rajgarh | O&M Dn Jeerapur | RDSS | Revamped Distribution Sector Scheme | 2024-08-05 | 2024-06-11 19:41 | 2026-08-31 |  | 19338231.19 | 25336177.36 | Approved | PROJECT FOR THE FEEDER 33kv Dhamaniya jogi substaion @AND FEEDER ID 48520 | PROJECT FOR THE FEEDER 33kv Dhamaniya jogi substaion @AND FEEDER ID 48520 NSS-Damaniya Jogi Substation-Agrawal Power | Na | Na |  | NSS-Damaniya Jogi Substation-Agrawal Power | 2705142 | 2 | RDCZ-C-1.2 | RDCZ-C-1.2 | 1.00 | Kilometer |  | 0 | Labor | 1477056.48 | 2185283.96 | M-0601036 | RDCZ-C-1.2LaborM-0601036 | Stay Insulators 90X65mm | Ea | EA | 20 | 0 | 0
5028055 | 116561 | 4459 | 3 | 895 | 1099990 | Agrawal Power Pvt.Ltd. |  | 20-279-110600-26-00001 | 6 | 2026-04-02 17:06 | 48520 | Turnkey- C Rajgarh | O&M Dn Jeerapur | RDSS | Revamped Distribution Sector Scheme | 2024-08-05 | 2024-06-11 19:41 | 2026-08-31 |  | 19338231.19 | 25336177.36 | Approved | PROJECT FOR THE FEEDER 33kv Dhamaniya jogi substaion @AND FEEDER ID 48520 | PROJECT FOR THE FEEDER 33kv Dhamaniya jogi substaion @AND FEEDER ID 48520 NSS-Damaniya Jogi Substation-Agrawal Power | Na | Na |  | NSS-Damaniya Jogi Substation-Agrawal Power | 2705142 | 2 | RDCZ-C-1.2 | RDCZ-C-1.2 | 1.00 | Kilometer |  | 13758.75 | Supply | 1477056.48 | 2185283.96 | M-0602002 | RDCZ-C-1.2SupplyM-0602002 | 11 KV Pin Insulator Polymer Composit (5 KN) | No | NO | 210 | 32856.6 | 47862.57
5028055 | 116561 | 4459 | 3 | 895 | 1099991 | Agrawal Power Pvt.Ltd. |  | 20-279-110600-26-00001 | 6 | 2026-04-02 17:06 | 48520 | Turnkey- C Rajgarh | O&M Dn Jeerapur | RDSS | Revamped Distribution Sector Scheme | 2024-08-05 | 2024-06-11 19:41 | 2026-08-31 |  | 19338231.19 | 25336177.36 | Approved | PROJECT FOR THE FEEDER 33kv Dhamaniya jogi substaion @AND FEEDER ID 48520 | PROJECT FOR THE FEEDER 33kv Dhamaniya jogi substaion @AND FEEDER ID 48520 NSS-Damaniya Jogi Substation-Agrawal Power | Na | Na |  | NSS-Damaniya Jogi Substation-Agrawal Power | 2705142 | 2 | RDCZ-C-1.2 | RDCZ-C-1.2 | 1.00 | Kilometer |  | 13758.75 | Labor | 1477056.48 | 2185283.96 | M-0602002 | RDCZ-C-1.2LaborM-0602002 | 11 KV Pin Insulator Polymer Composit (5 KN) | No | NO | 210 | 7704.9 | 7704.9
5028055 | 116561 | 4459 | 3 | 895 | 1099992 | Agrawal Power Pvt.Ltd. |  | 20-279-110600-26-00001 | 6 | 2026-04-02 17:06 | 48520 | Turnkey- C Rajgarh | O&M Dn Jeerapur | RDSS | Revamped Distribution Sector Scheme | 2024-08-05 | 2024-06-11 19:41 | 2026-08-31 |  | 19338231.19 | 25336177.36 | Approved | PROJECT FOR THE FEEDER 33kv Dhamaniya jogi substaion @AND FEEDER ID 48520 | PROJECT FOR THE FEEDER 33kv Dhamaniya jogi substaion @AND FEEDER ID 48520 NSS-Damaniya Jogi Substation-Agrawal Power | Na | Na |  | NSS-Damaniya Jogi Substation-Agrawal Power | 2705142 | 2 | RDCZ-C-1.2 | RDCZ-C-1.2 | 1.00 | Kilometer |  | 34959.63 | Labor | 1477056.48 | 2185283.96 | M-1214001 | RDCZ-C-1.2LaborM-1214001 | Red oxide paint | l | L | 1e-05 | 0 | 0
5028055 | 116561 | 4459 | 3 | 895 | 1099993 | Agrawal Power Pvt.Ltd. |  | 20-279-110600-26-00001 | 6 | 2026-04-02 17:06 | 48520 | Turnkey- C Rajgarh | O&M Dn Jeerapur | RDSS | Revamped Distribution Sector Scheme | 2024-08-05 | 2024-06-11 19:41 | 2026-08-31 |  | 19338231.19 | 25336177.36 | Approved | PROJECT FOR THE FEEDER 33kv Dhamaniya jogi substaion @AND FEEDER ID 48520 | PROJECT FOR THE FEEDER 33kv Dhamaniya jogi substaion @AND FEEDER ID 48520 NSS-Damaniya Jogi Substation-Agrawal Power | Na | Na |  | NSS-Damaniya Jogi Substation-Agrawal Power | 2705142 | 2 | RDCZ-C-1.2 | RDCZ-C-1.2 | 1.00 | Kilometer |  | 34959.63 | Supply | 1477056.48 | 2185283.96 | M-1214001 | RDCZ-C-1.2SupplyM-1214001 | Red oxide paint | l | L | 1e-05 | 0 | 0
5028055 | 116561 | 4459 | 3 | 895 | 1099994 | Agrawal Power Pvt.Ltd. |  | 20-279-110600-26-00001 | 6 | 2026-04-02 17:06 | 48520 | Turnkey- C Rajgarh | O&M Dn Jeerapur | RDSS | Revamped Distribution Sector Scheme | 2024-08-05 | 2024-06-11 19:41 | 2026-08-31 |  | 19338231.19 | 25336177.36 | Approved | PROJECT FOR THE FEEDER 33kv Dhamaniya jogi substaion @AND FEEDER ID 48520 | PROJECT FOR THE FEEDER 33kv Dhamaniya jogi substaion @AND FEEDER ID 48520 NSS-Damaniya Jogi Substation-Agrawal Power | Na | Na |  | NSS-Damaniya Jogi Substation-Agrawal Power | 2705142 | 2 | RDCZ-C-1.2 | RDCZ-C-1.2 | 1.00 | Kilometer |  | 24860.42 | Supply | 1477056.48 | 2185283.96 | M-1214002 | RDCZ-C-1.2SupplyM-1214002 | Aluminium paint | l | L | 1e-05 | 0 | 0
5028055 | 116561 | 4459 | 3 | 895 | 1099995 | Agrawal Power Pvt.Ltd. |  | 20-279-110600-26-00001 | 6 | 2026-04-02 17:06 | 48520 | Turnkey- C Rajgarh | O&M Dn Jeerapur | RDSS | Revamped Distribution Sector Scheme | 2024-08-05 | 2024-06-11 19:41 | 2026-08-31 |  | 19338231.19 | 25336177.36 | Approved | PROJECT FOR THE FEEDER 33kv Dhamaniya jogi substaion @AND FEEDER ID 48520 | PROJECT FOR THE FEEDER 33kv Dhamaniya jogi substaion @AND FEEDER ID 48520 NSS-Damaniya Jogi Substation-Agrawal Power | Na | Na |  | NSS-Damaniya Jogi Substation-Agrawal Power | 2705142 | 2 | RDCZ-C-1.2 | RDCZ-C-1.2 | 1.00 | Kilometer |  | 24860.42 | Labor | 1477056.48 | 2185283.96 | M-1214002 | RDCZ-C-1.2LaborM-1214002 | Aluminium paint | l | L | 1e-05 | 0 | 0
5028055 | 116561 | 4459 | 3 | 895 | 1099996 | Agrawal Power Pvt.Ltd. |  | 20-279-110600-26-00001 | 6 | 2026-04-02 17:06 | 48520 | Turnkey- C Rajgarh | O&M Dn Jeerapur | RDSS | Revamped Distribution Sector Scheme | 2024-08-05 | 2024-06-11 19:41 | 2026-08-31 |  | 19338231.19 | 25336177.36 | Approved | PROJECT FOR THE FEEDER 33kv Dhamaniya jogi substaion @AND FEEDER ID 48520 | PROJECT FOR THE FEEDER 33kv Dhamaniya jogi substaion @AND FEEDER ID 48520 NSS-Damaniya Jogi Substation-Agrawal Power | Na | Na |  | NSS-Damaniya Jogi Substation-Agrawal Power | 2705142 | 2 | RDCZ-C-1.2 | RDCZ-C-1.2 | 1.00 | Kilometer |  | 11692.05 | Supply | 1477056.48 | 2185283.96 | P-0001003 | RDCZ-C-1.2SupplyP-0001003 | Concreting of stay (16 mm / 12 mm) @ 0.2 Cmt. per stay | CMT | CMT | 4 | 18817.76 | 25413.47
5028055 | 116561 | 4459 | 3 | 895 | 1099997 | Agrawal Power Pvt.Ltd. |  | 20-279-110600-26-00001 | 6 | 2026-04-02 17:06 | 48520 | Turnkey- C Rajgarh | O&M Dn Jeerapur | RDSS | Revamped Distribution Sector Scheme | 2024-08-05 | 2024-06-11 19:41 | 2026-08-31 |  | 19338231.19 | 25336177.36 | Approved | PROJECT FOR THE FEEDER 33kv Dhamaniya jogi substaion @AND FEEDER ID 48520 | PROJECT FOR THE FEEDER 33kv Dhamaniya jogi substaion @AND FEEDER ID 48520 NSS-Damaniya Jogi Substation-Agrawal Power | Na | Na |  | NSS-Damaniya Jogi Substation-Agrawal Power | 2705142 | 2 | RDCZ-C-1.2 | RDCZ-C-1.2 | 1.00 | Kilometer |  | 11692.05 | Labor | 1477056.48 | 2185283.96 | P-0001003 | RDCZ-C-1.2LaborP-0001003 | Concreting of stay (16 mm / 12 mm) @ 0.2 Cmt. per stay | CMT | CMT | 4 | 2719.08 | 2719.08
5028055 | 116561 | 4459 | 3 | 895 | 1099998 | Agrawal Power Pvt.Ltd. |  | 20-279-110600-26-00001 | 6 | 2026-04-02 17:06 | 48520 | Turnkey- C Rajgarh | O&M Dn Jeerapur | RDSS | Revamped Distribution Sector Scheme | 2024-08-05 | 2024-06-11 19:41 | 2026-08-31 |  | 19338231.19 | 25336177.36 | Approved | PROJECT FOR THE FEEDER 33kv Dhamaniya jogi substaion @AND FEEDER ID 48520 | PROJECT FOR THE FEEDER 33kv Dhamaniya jogi substaion @AND FEEDER ID 48520 NSS-Damaniya Jogi Substation-Agrawal Power | Na | Na |  | NSS-Damaniya Jogi Substation-Agrawal Power | 2705142 | 2 | RDCZ-C-1.2 | RDCZ-C-1.2 | 1.00 | Kilometer |  | 0 | Supply | 1477056.48 | 2185283.96 | P-0702056 | RDCZ-C-1.2SupplyP-0702056 | Stone Block/Pre cast block for base pedding(450X450X75MM) | No | NO | 70 | 20468.7 | 24153.07
5028055 | 116561 | 4459 | 3 | 895 | 1099999 | Agrawal Power Pvt.Ltd. |  | 20-279-110600-26-00001 | 6 | 2026-04-02 17:06 | 48520 | Turnkey- C Rajgarh | O&M Dn Jeerapur | RDSS | Revamped Distribution Sector Scheme | 2024-08-05 | 2024-06-11 19:41 | 2026-08-31 |  | 19338231.19 | 25336177.36 | Approved | PROJECT FOR THE FEEDER 33kv Dhamaniya jogi substaion @AND FEEDER ID 48520 | PROJECT FOR THE FEEDER 33kv Dhamaniya jogi substaion @AND FEEDER ID 48520 NSS-Damaniya Jogi Substation-Agrawal Power | Na | Na |  | NSS-Damaniya Jogi Substation-Agrawal Power | 2705142 | 2 | RDCZ-C-1.2 | RDCZ-C-1.2 | 1.00 | Kilometer |  | 0 | Labor | 1477056.48 | 2185283.96 | P-0702056 | RDCZ-C-1.2LaborP-0702056 | Stone Block/Pre cast block for base pedding(450X450X75MM) | No | NO | 70 | 0 | 0
5028055 | 116561 | 4459 | 3 | 895 | 1100000 | Agrawal Power Pvt.Ltd. |  | 20-279-110600-26-00001 | 6 | 2026-04-02 17:06 | 48520 | Turnkey- C Rajgarh | O&M Dn Jeerapur | RDSS | Revamped Distribution Sector Scheme | 2024-08-05 | 2024-06-11 19:41 | 2026-08-31 |  | 19338231.19 | 25336177.36 | Approved | PROJECT FOR THE FEEDER 33kv Dhamaniya jogi substaion @AND FEEDER ID 48520 | PROJECT FOR THE FEEDER 33kv Dhamaniya jogi substaion @AND FEEDER ID 48520 NSS-Damaniya Jogi Substation-Agrawal Power | Na | Na |  | NSS-Damaniya Jogi Substation-Agrawal Power | 2705142 | 3 | RDCZ-C-9.1 | RDCZ-C-9.1 | 9.00 | Number |  | 5481.32 | Supply | 321558.19 | 508205.71 | M-0403016 | RDCZ-C-9.1SupplyM-0403016 | Anti climbing devices ( Barbed wire 2.24 mm dia, 14 SWG) | No | NUMBER | 18 | 5729.58 | 7677.62
5028055 | 116561 | 4459 | 3 | 895 | 1100001 | Agrawal Power Pvt.Ltd. |  | 20-279-110600-26-00001 | 6 | 2026-04-02 17:06 | 48520 | Turnkey- C Rajgarh | O&M Dn Jeerapur | RDSS | Revamped Distribution Sector Scheme | 2024-08-05 | 2024-06-11 19:41 | 2026-08-31 |  | 19338231.19 | 25336177.36 | Approved | PROJECT FOR THE FEEDER 33kv Dhamaniya jogi substaion @AND FEEDER ID 48520 | PROJECT FOR THE FEEDER 33kv Dhamaniya jogi substaion @AND FEEDER ID 48520 NSS-Damaniya Jogi Substation-Agrawal Power | Na | Na |  | NSS-Damaniya Jogi Substation-Agrawal Power | 2705142 | 3 | RDCZ-C-9.1 | RDCZ-C-9.1 | 9.00 | Number |  | 5481.32 | Labor | 321558.19 | 508205.71 | M-0403016 | RDCZ-C-9.1LaborM-0403016 | Anti climbing devices ( Barbed wire 2.24 mm dia, 14 SWG) | No | NUMBER | 18 | 776.88 | 776.88
5028055 | 116561 | 4459 | 3 | 895 | 1100002 | Agrawal Power Pvt.Ltd. |  | 20-279-110600-26-00001 | 6 | 2026-04-02 17:06 | 48520 | Turnkey- C Rajgarh | O&M Dn Jeerapur | RDSS | Revamped Distribution Sector Scheme | 2024-08-05 | 2024-06-11 19:41 | 2026-08-31 |  | 19338231.19 | 25336177.36 | Approved | PROJECT FOR THE FEEDER 33kv Dhamaniya jogi substaion @AND FEEDER ID 48520 | PROJECT FOR THE FEEDER 33kv Dhamaniya jogi substaion @AND FEEDER ID 48520 NSS-Damaniya Jogi Substation-Agrawal Power | Na | Na |  | NSS-Damaniya Jogi Substation-Agrawal Power | 2705142 | 3 | RDCZ-C-9.1 | RDCZ-C-9.1 | 9.00 | Number |  | 0 | Supply | 321558.19 | 508205.71 | M-0403019 | RDCZ-C-9.1SupplyM-0403019 | STAY WIRE 7/3.15 MM.(7/10 SWG) | Kg | KG | 297 | 20510.82 | 24202.77
5028055 | 116561 | 4459 | 3 | 895 | 1100003 | Agrawal Power Pvt.Ltd. |  | 20-279-110600-26-00001 | 6 | 2026-04-02 17:06 | 48520 | Turnkey- C Rajgarh | O&M Dn Jeerapur | RDSS | Revamped Distribution Sector Scheme | 2024-08-05 | 2024-06-11 19:41 | 2026-08-31 |  | 19338231.19 | 25336177.36 | Approved | PROJECT FOR THE FEEDER 33kv Dhamaniya jogi substaion @AND FEEDER ID 48520 | PROJECT FOR THE FEEDER 33kv Dhamaniya jogi substaion @AND FEEDER ID 48520 NSS-Damaniya Jogi Substation-Agrawal Power | Na | Na |  | NSS-Damaniya Jogi Substation-Agrawal Power | 2705142 | 3 | RDCZ-C-9.1 | RDCZ-C-9.1 | 9.00 | Number |  | 0 | Labor | 321558.19 | 508205.71 | M-0403019 | RDCZ-C-9.1LaborM-0403019 | STAY WIRE 7/3.15 MM.(7/10 SWG) | Kg | KG | 297 | 0 | 0
5028055 | 116561 | 4459 | 3 | 895 | 1100004 | Agrawal Power Pvt.Ltd. |  | 20-279-110600-26-00001 | 6 | 2026-04-02 17:06 | 48520 | Turnkey- C Rajgarh | O&M Dn Jeerapur | RDSS | Revamped Distribution Sector Scheme | 2024-08-05 | 2024-06-11 19:41 | 2026-08-31 |  | 19338231.19 | 25336177.36 | Approved | PROJECT FOR THE FEEDER 33kv Dhamaniya jogi substaion @AND FEEDER ID 48520 | PROJECT FOR THE FEEDER 33kv Dhamaniya jogi substaion @AND FEEDER ID 48520 NSS-Damaniya Jogi Substation-Agrawal Power | Na | Na |  | NSS-Damaniya Jogi Substation-Agrawal Power | 2705142 | 3 | RDCZ-C-9.1 | RDCZ-C-9.1 | 9.00 | Number |  | 0 | Supply | 321558.19 | 508205.71 | M-0403096 | RDCZ-C-9.1SupplyM-0403096 | Earthing Coil of 115 Turns of 50 MM.Dia and 2.5 Mtr. Lead of 4.0 MM G.I Wire | No | NUMBER | 18 | 2330.64 | 2750.16
5028055 | 116561 | 4459 | 3 | 895 | 1100005 | Agrawal Power Pvt.Ltd. |  | 20-279-110600-26-00001 | 6 | 2026-04-02 17:06 | 48520 | Turnkey- C Rajgarh | O&M Dn Jeerapur | RDSS | Revamped Distribution Sector Scheme | 2024-08-05 | 2024-06-11 19:41 | 2026-08-31 |  | 19338231.19 | 25336177.36 | Approved | PROJECT FOR THE FEEDER 33kv Dhamaniya jogi substaion @AND FEEDER ID 48520 | PROJECT FOR THE FEEDER 33kv Dhamaniya jogi substaion @AND FEEDER ID 48520 NSS-Damaniya Jogi Substation-Agrawal Power | Na | Na |  | NSS-Damaniya Jogi Substation-Agrawal Power | 2705142 | 3 | RDCZ-C-9.1 | RDCZ-C-9.1 | 9.00 | Number |  | 0 | Labor | 321558.19 | 508205.71 | M-0403096 | RDCZ-C-9.1LaborM-0403096 | Earthing Coil of 115 Turns of 50 MM.Dia and 2.5 Mtr. Lead of 4.0 MM G.I Wire | No | NUMBER | 18 | 0 | 0
5028055 | 116561 | 4459 | 3 | 895 | 1100006 | Agrawal Power Pvt.Ltd. |  | 20-279-110600-26-00001 | 6 | 2026-04-02 17:06 | 48520 | Turnkey- C Rajgarh | O&M Dn Jeerapur | RDSS | Revamped Distribution Sector Scheme | 2024-08-05 | 2024-06-11 19:41 | 2026-08-31 |  | 19338231.19 | 25336177.36 | Approved | PROJECT FOR THE FEEDER 33kv Dhamaniya jogi substaion @AND FEEDER ID 48520 | PROJECT FOR THE FEEDER 33kv Dhamaniya jogi substaion @AND FEEDER ID 48520 NSS-Damaniya Jogi Substation-Agrawal Power | Na | Na |  | NSS-Damaniya Jogi Substation-Agrawal Power | 2705142 | 3 | RDCZ-C-9.1 | RDCZ-C-9.1 | 9.00 | Number |  | 401.66 | Supply | 321558.19 | 508205.71 | M-0403173 | RDCZ-C-9.1SupplyM-0403173 | Earthing for PCC Pole 4.00 mm-8 SWG G.I wire- 0.8 Kg, per pole | Kg | KG | 14.4 | 1103.18 | 1430.04
5028055 | 116561 | 4459 | 3 | 895 | 1100007 | Agrawal Power Pvt.Ltd. |  | 20-279-110600-26-00001 | 6 | 2026-04-02 17:06 | 48520 | Turnkey- C Rajgarh | O&M Dn Jeerapur | RDSS | Revamped Distribution Sector Scheme | 2024-08-05 | 2024-06-11 19:41 | 2026-08-31 |  | 19338231.19 | 25336177.36 | Approved | PROJECT FOR THE FEEDER 33kv Dhamaniya jogi substaion @AND FEEDER ID 48520 | PROJECT FOR THE FEEDER 33kv Dhamaniya jogi substaion @AND FEEDER ID 48520 NSS-Damaniya Jogi Substation-Agrawal Power | Na | Na |  | NSS-Damaniya Jogi Substation-Agrawal Power | 2705142 | 3 | RDCZ-C-9.1 | RDCZ-C-9.1 | 9.00 | Number |  | 401.66 | Labor | 321558.19 | 508205.71 | M-0403173 | RDCZ-C-9.1LaborM-0403173 | Earthing for PCC Pole 4.00 mm-8 SWG G.I wire- 0.8 Kg, per pole | Kg | KG | 14.4 | 108.72 | 108.72
5028055 | 116561 | 4459 | 3 | 895 | 1100008 | Agrawal Power Pvt.Ltd. |  | 20-279-110600-26-00001 | 6 | 2026-04-02 17:06 | 48520 | Turnkey- C Rajgarh | O&M Dn Jeerapur | RDSS | Revamped Distribution Sector Scheme | 2024-08-05 | 2024-06-11 19:41 | 2026-08-31 |  | 19338231.19 | 25336177.36 | Approved | PROJECT FOR THE FEEDER 33kv Dhamaniya jogi substaion @AND FEEDER ID 48520 | PROJECT FOR THE FEEDER 33kv Dhamaniya jogi substaion @AND FEEDER ID 48520 NSS-Damaniya Jogi Substation-Agrawal Power | Na | Na |  | NSS-Damaniya Jogi Substation-Agrawal Power | 2705142 | 3 | RDCZ-C-9.1 | RDCZ-C-9.1 | 9.00 | Number |  | 0 | Labor | 321558.19 | 508205.71 | M-0403208 | RDCZ-C-9.1LaborM-0403208 | M.S.Nuts with Bolts | Kg | KG | 108 | 0 | 0
5028055 | 116561 | 4459 | 3 | 895 | 1100009 | Agrawal Power Pvt.Ltd. |  | 20-279-110600-26-00001 | 6 | 2026-04-02 17:06 | 48520 | Turnkey- C Rajgarh | O&M Dn Jeerapur | RDSS | Revamped Distribution Sector Scheme | 2024-08-05 | 2024-06-11 19:41 | 2026-08-31 |  | 19338231.19 | 25336177.36 | Approved | PROJECT FOR THE FEEDER 33kv Dhamaniya jogi substaion @AND FEEDER ID 48520 | PROJECT FOR THE FEEDER 33kv Dhamaniya jogi substaion @AND FEEDER ID 48520 NSS-Damaniya Jogi Substation-Agrawal Power | Na | Na |  | NSS-Damaniya Jogi Substation-Agrawal Power | 2705142 | 3 | RDCZ-C-9.1 | RDCZ-C-9.1 | 9.00 | Number |  | 0 | Supply | 321558.19 | 508205.71 | M-0403208 | RDCZ-C-9.1SupplyM-0403208 | M.S.Nuts with Bolts | Kg | KG | 108 | 9205.92 | 10862.99
5028055 | 116561 | 4459 | 3 | 895 | 1100010 | Agrawal Power Pvt.Ltd. |  | 20-279-110600-26-00001 | 6 | 2026-04-02 17:06 | 48520 | Turnkey- C Rajgarh | O&M Dn Jeerapur | RDSS | Revamped Distribution Sector Scheme | 2024-08-05 | 2024-06-11 19:41 | 2026-08-31 |  | 19338231.19 | 25336177.36 | Approved | PROJECT FOR THE FEEDER 33kv Dhamaniya jogi substaion @AND FEEDER ID 48520 | PROJECT FOR THE FEEDER 33kv Dhamaniya jogi substaion @AND FEEDER ID 48520 NSS-Damaniya Jogi Substation-Agrawal Power | Na | Na |  | NSS-Damaniya Jogi Substation-Agrawal Power | 2705142 | 3 | RDCZ-C-9.1 | RDCZ-C-9.1 | 9.00 | Number |  | 0 | Supply | 321558.19 | 508205.71 | M-0404210 | RDCZ-C-9.1SupplyM-0404210 | 11 KV Strain hardware (T&amp;C type) fittings | Ea | EA | 54 | 7691.22 | 9075.64
5028055 | 116561 | 4459 | 3 | 895 | 1100011 | Agrawal Power Pvt.Ltd. |  | 20-279-110600-26-00001 | 6 | 2026-04-02 17:06 | 48520 | Turnkey- C Rajgarh | O&M Dn Jeerapur | RDSS | Revamped Distribution Sector Scheme | 2024-08-05 | 2024-06-11 19:41 | 2026-08-31 |  | 19338231.19 | 25336177.36 | Approved | PROJECT FOR THE FEEDER 33kv Dhamaniya jogi substaion @AND FEEDER ID 48520 | PROJECT FOR THE FEEDER 33kv Dhamaniya jogi substaion @AND FEEDER ID 48520 NSS-Damaniya Jogi Substation-Agrawal Power | Na | Na |  | NSS-Damaniya Jogi Substation-Agrawal Power | 2705142 | 3 | RDCZ-C-9.1 | RDCZ-C-9.1 | 9.00 | Number |  | 0 | Labor | 321558.19 | 508205.71 | M-0404210 | RDCZ-C-9.1LaborM-0404210 | 11 KV Strain hardware (T&amp;C type) fittings | Ea | EA | 54 | 0 | 0
5028055 | 116561 | 4459 | 3 | 895 | 1100012 | Agrawal Power Pvt.Ltd. |  | 20-279-110600-26-00001 | 6 | 2026-04-02 17:06 | 48520 | Turnkey- C Rajgarh | O&M Dn Jeerapur | RDSS | Revamped Distribution Sector Scheme | 2024-08-05 | 2024-06-11 19:41 | 2026-08-31 |  | 19338231.19 | 25336177.36 | Approved | PROJECT FOR THE FEEDER 33kv Dhamaniya jogi substaion @AND FEEDER ID 48520 | PROJECT FOR THE FEEDER 33kv Dhamaniya jogi substaion @AND FEEDER ID 48520 NSS-Damaniya Jogi Substation-Agrawal Power | Na | Na |  | NSS-Damaniya Jogi Substation-Agrawal Power | 2705142 | 3 | RDCZ-C-9.1 | RDCZ-C-9.1 | 9.00 | Number |  | 182160.72 | Supply | 321558.19 | 508205.71 | M-0501004 | RDCZ-C-9.1SupplyM-0501004 | 140 Kg.,8.0 Mtrs. long PCC pole | Ea | EA | 18 | 36202.68 | 83879.73
5028055 | 116561 | 4459 | 3 | 895 | 1100013 | Agrawal Power Pvt.Ltd. |  | 20-279-110600-26-00001 | 6 | 2026-04-02 17:06 | 48520 | Turnkey- C Rajgarh | O&M Dn Jeerapur | RDSS | Revamped Distribution Sector Scheme | 2024-08-05 | 2024-06-11 19:41 | 2026-08-31 |  | 19338231.19 | 25336177.36 | Approved | PROJECT FOR THE FEEDER 33kv Dhamaniya jogi substaion @AND FEEDER ID 48520 | PROJECT FOR THE FEEDER 33kv Dhamaniya jogi substaion @AND FEEDER ID 48520 NSS-Damaniya Jogi Substation-Agrawal Power | Na | Na |  | NSS-Damaniya Jogi Substation-Agrawal Power | 2705142 | 3 | RDCZ-C-9.1 | RDCZ-C-9.1 | 9.00 | Number |  | 182160.72 | Labor | 321558.19 | 508205.71 | M-0501004 | RDCZ-C-9.1LaborM-0501004 | 140 Kg.,8.0 Mtrs. long PCC pole | Ea | EA | 18 | 34881.84 | 34881.84
5028055 | 116561 | 4459 | 3 | 895 | 1100014 | Agrawal Power Pvt.Ltd. |  | 20-279-110600-26-00001 | 6 | 2026-04-02 17:06 | 48520 | Turnkey- C Rajgarh | O&M Dn Jeerapur | RDSS | Revamped Distribution Sector Scheme | 2024-08-05 | 2024-06-11 19:41 | 2026-08-31 |  | 19338231.19 | 25336177.36 | Approved | PROJECT FOR THE FEEDER 33kv Dhamaniya jogi substaion @AND FEEDER ID 48520 | PROJECT FOR THE FEEDER 33kv Dhamaniya jogi substaion @AND FEEDER ID 48520 NSS-Damaniya Jogi Substation-Agrawal Power | Na | Na |  | NSS-Damaniya Jogi Substation-Agrawal Power | 2705142 | 3 | RDCZ-C-9.1 | RDCZ-C-9.1 | 9.00 | Number |  | 0 | Supply | 321558.19 | 508205.71 | M-0502030 | RDCZ-C-9.1SupplyM-0502030 | Back Clamp for 140 Kg PCC Pole MS Flat 50x6 mm | No | NUMBER | 36 | 3224.16 | 3804.51
5028055 | 116561 | 4459 | 3 | 895 | 1100015 | Agrawal Power Pvt.Ltd. |  | 20-279-110600-26-00001 | 6 | 2026-04-02 17:06 | 48520 | Turnkey- C Rajgarh | O&M Dn Jeerapur | RDSS | Revamped Distribution Sector Scheme | 2024-08-05 | 2024-06-11 19:41 | 2026-08-31 |  | 19338231.19 | 25336177.36 | Approved | PROJECT FOR THE FEEDER 33kv Dhamaniya jogi substaion @AND FEEDER ID 48520 | PROJECT FOR THE FEEDER 33kv Dhamaniya jogi substaion @AND FEEDER ID 48520 NSS-Damaniya Jogi Substation-Agrawal Power | Na | Na |  | NSS-Damaniya Jogi Substation-Agrawal Power | 2705142 | 3 | RDCZ-C-9.1 | RDCZ-C-9.1 | 9.00 | Number |  | 0 | Labor | 321558.19 | 508205.71 | M-0502030 | RDCZ-C-9.1LaborM-0502030 | Back Clamp for 140 Kg PCC Pole MS Flat 50x6 mm | No | NUMBER | 36 | 0 | 0
5028055 | 116561 | 4459 | 3 | 895 | 1100016 | Agrawal Power Pvt.Ltd. |  | 20-279-110600-26-00001 | 6 | 2026-04-02 17:06 | 48520 | Turnkey- C Rajgarh | O&M Dn Jeerapur | RDSS | Revamped Distribution Sector Scheme | 2024-08-05 | 2024-06-11 19:41 | 2026-08-31 |  | 19338231.19 | 25336177.36 | Approved | PROJECT FOR THE FEEDER 33kv Dhamaniya jogi substaion @AND FEEDER ID 48520 | PROJECT FOR THE FEEDER 33kv Dhamaniya jogi substaion @AND FEEDER ID 48520 NSS-Damaniya Jogi Substation-Agrawal Power | Na | Na |  | NSS-Damaniya Jogi Substation-Agrawal Power | 2705142 | 3 | RDCZ-C-9.1 | RDCZ-C-9.1 | 9.00 | Number |  | 0 | Supply | 321558.19 | 508205.71 | M-0502091 | RDCZ-C-9.1SupplyM-0502091 | Clamp for 140 Kg PCC Pole MS Flat 50x6 mm | Set | SET | 54 | 6584.22 | 7769.38
5028055 | 116561 | 4459 | 3 | 895 | 1100017 | Agrawal Power Pvt.Ltd. |  | 20-279-110600-26-00001 | 6 | 2026-04-02 17:06 | 48520 | Turnkey- C Rajgarh | O&M Dn Jeerapur | RDSS | Revamped Distribution Sector Scheme | 2024-08-05 | 2024-06-11 19:41 | 2026-08-31 |  | 19338231.19 | 25336177.36 | Approved | PROJECT FOR THE FEEDER 33kv Dhamaniya jogi substaion @AND FEEDER ID 48520 | PROJECT FOR THE FEEDER 33kv Dhamaniya jogi substaion @AND FEEDER ID 48520 NSS-Damaniya Jogi Substation-Agrawal Power | Na | Na |  | NSS-Damaniya Jogi Substation-Agrawal Power | 2705142 | 3 | RDCZ-C-9.1 | RDCZ-C-9.1 | 9.00 | Number |  | 0 | Labor | 321558.19 | 508205.71 | M-0502091 | RDCZ-C-9.1LaborM-0502091 | Clamp for 140 Kg PCC Pole MS Flat 50x6 mm | Set | SET | 54 | 0 | 0
5028055 | 116561 | 4459 | 3 | 895 | 1100018 | Agrawal Power Pvt.Ltd. |  | 20-279-110600-26-00001 | 6 | 2026-04-02 17:06 | 48520 | Turnkey- C Rajgarh | O&M Dn Jeerapur | RDSS | Revamped Distribution Sector Scheme | 2024-08-05 | 2024-06-11 19:41 | 2026-08-31 |  | 19338231.19 | 25336177.36 | Approved | PROJECT FOR THE FEEDER 33kv Dhamaniya jogi substaion @AND FEEDER ID 48520 | PROJECT FOR THE FEEDER 33kv Dhamaniya jogi substaion @AND FEEDER ID 48520 NSS-Damaniya Jogi Substation-Agrawal Power | Na | Na |  | NSS-Damaniya Jogi Substation-Agrawal Power | 2705142 | 3 | RDCZ-C-9.1 | RDCZ-C-9.1 | 9.00 | Number |  | 45784.32 | Supply | 321558.19 | 508205.71 | M-0502104 | RDCZ-C-9.1SupplyM-0502104 | D.C. Cross-arms 8 ft centre to center (100x50x6mm) Channel | Set | SET | 9 | 42077.79 | 59781.57
5028055 | 116561 | 4459 | 3 | 895 | 1100019 | Agrawal Power Pvt.Ltd. |  | 20-279-110600-26-00001 | 6 | 2026-04-02 17:06 | 48520 | Turnkey- C Rajgarh | O&M Dn Jeerapur | RDSS | Revamped Distribution Sector Scheme | 2024-08-05 | 2024-06-11 19:41 | 2026-08-31 |  | 19338231.19 | 25336177.36 | Approved | PROJECT FOR THE FEEDER 33kv Dhamaniya jogi substaion @AND FEEDER ID 48520 | PROJECT FOR THE FEEDER 33kv Dhamaniya jogi substaion @AND FEEDER ID 48520 NSS-Damaniya Jogi Substation-Agrawal Power | Na | Na |  | NSS-Damaniya Jogi Substation-Agrawal Power | 2705142 | 3 | RDCZ-C-9.1 | RDCZ-C-9.1 | 9.00 | Number |  | 45784.32 | Labor | 321558.19 | 508205.71 | M-0502104 | RDCZ-C-9.1LaborM-0502104 | D.C. Cross-arms 8 ft centre to center (100x50x6mm) Channel | Set | SET | 9 | 8584.56 | 8584.56
5028055 | 116561 | 4459 | 3 | 895 | 1100020 | Agrawal Power Pvt.Ltd. |  | 20-279-110600-26-00001 | 6 | 2026-04-02 17:06 | 48520 | Turnkey- C Rajgarh | O&M Dn Jeerapur | RDSS | Revamped Distribution Sector Scheme | 2024-08-05 | 2024-06-11 19:41 | 2026-08-31 |  | 19338231.19 | 25336177.36 | Approved | PROJECT FOR THE FEEDER 33kv Dhamaniya jogi substaion @AND FEEDER ID 48520 | PROJECT FOR THE FEEDER 33kv Dhamaniya jogi substaion @AND FEEDER ID 48520 NSS-Damaniya Jogi Substation-Agrawal Power | Na | Na |  | NSS-Damaniya Jogi Substation-Agrawal Power | 2705142 | 3 | RDCZ-C-9.1 | RDCZ-C-9.1 | 9.00 | Number |  | 55120.04 | Supply | 321558.19 | 508205.71 | M-0502230 | RDCZ-C-9.1SupplyM-0502230 | Stay set complete without Stay wire 16 mm. (Painted) | No | NO | 54 | 28259.28 | 74186.01
5028055 | 116561 | 4459 | 3 | 895 | 1100021 | Agrawal Power Pvt.Ltd. |  | 20-279-110600-26-00001 | 6 | 2026-04-02 17:06 | 48520 | Turnkey- C Rajgarh | O&M Dn Jeerapur | RDSS | Revamped Distribution Sector Scheme | 2024-08-05 | 2024-06-11 19:41 | 2026-08-31 |  | 19338231.19 | 25336177.36 | Approved | PROJECT FOR THE FEEDER 33kv Dhamaniya jogi substaion @AND FEEDER ID 48520 | PROJECT FOR THE FEEDER 33kv Dhamaniya jogi substaion @AND FEEDER ID 48520 NSS-Damaniya Jogi Substation-Agrawal Power | Na | Na |  | NSS-Damaniya Jogi Substation-Agrawal Power | 2705142 | 3 | RDCZ-C-9.1 | RDCZ-C-9.1 | 9.00 | Number |  | 55120.04 | Labor | 321558.19 | 508205.71 | M-0502230 | RDCZ-C-9.1LaborM-0502230 | Stay set complete without Stay wire 16 mm. (Painted) | No | NO | 54 | 34610.22 | 34610.22
5028055 | 116561 | 4459 | 3 | 895 | 1100022 | Agrawal Power Pvt.Ltd. |  | 20-279-110600-26-00001 | 6 | 2026-04-02 17:06 | 48520 | Turnkey- C Rajgarh | O&M Dn Jeerapur | RDSS | Revamped Distribution Sector Scheme | 2024-08-05 | 2024-06-11 19:41 | 2026-08-31 |  | 19338231.19 | 25336177.36 | Approved | PROJECT FOR THE FEEDER 33kv Dhamaniya jogi substaion @AND FEEDER ID 48520 | PROJECT FOR THE FEEDER 33kv Dhamaniya jogi substaion @AND FEEDER ID 48520 NSS-Damaniya Jogi Substation-Agrawal Power | Na | Na |  | NSS-Damaniya Jogi Substation-Agrawal Power | 2705142 | 3 | RDCZ-C-9.1 | RDCZ-C-9.1 | 9.00 | Number |  | 30881.1 | Supply | 321558.19 | 508205.71 | M-0502395 | RDCZ-C-9.1SupplyM-0502395 | Horizontal &amp; Cross Bracing set of MS angle of 50X50X6 mm for 8 ft (2.4 mtr ) centre DP | Set | SET | 9 | 48030.57 | 67607.98
5028055 | 116561 | 4459 | 3 | 895 | 1100023 | Agrawal Power Pvt.Ltd. |  | 20-279-110600-26-00001 | 6 | 2026-04-02 17:06 | 48520 | Turnkey- C Rajgarh | O&M Dn Jeerapur | RDSS | Revamped Distribution Sector Scheme | 2024-08-05 | 2024-06-11 19:41 | 2026-08-31 |  | 19338231.19 | 25336177.36 | Approved | PROJECT FOR THE FEEDER 33kv Dhamaniya jogi substaion @AND FEEDER ID 48520 | PROJECT FOR THE FEEDER 33kv Dhamaniya jogi substaion @AND FEEDER ID 48520 NSS-Damaniya Jogi Substation-Agrawal Power | Na | Na |  | NSS-Damaniya Jogi Substation-Agrawal Power | 2705142 | 3 | RDCZ-C-9.1 | RDCZ-C-9.1 | 9.00 | Number |  | 30881.1 | Labor | 321558.19 | 508205.71 | M-0502395 | RDCZ-C-9.1LaborM-0502395 | Horizontal &amp; Cross Bracing set of MS angle of 50X50X6 mm for 8 ft (2.4 mtr ) centre DP | Set | SET | 9 | 9264.33 | 9264.33
5028055 | 116561 | 4459 | 3 | 895 | 1100024 | Agrawal Power Pvt.Ltd. |  | 20-279-110600-26-00001 | 6 | 2026-04-02 17:06 | 48520 | Turnkey- C Rajgarh | O&M Dn Jeerapur | RDSS | Revamped Distribution Sector Scheme | 2024-08-05 | 2024-06-11 19:41 | 2026-08-31 |  | 19338231.19 | 25336177.36 | Approved | PROJECT FOR THE FEEDER 33kv Dhamaniya jogi substaion @AND FEEDER ID 48520 | PROJECT FOR THE FEEDER 33kv Dhamaniya jogi substaion @AND FEEDER ID 48520 NSS-Damaniya Jogi Substation-Agrawal Power | Na | Na |  | NSS-Damaniya Jogi Substation-Agrawal Power | 2705142 | 3 | RDCZ-C-9.1 | RDCZ-C-9.1 | 9.00 | Number |  | 3754.8 | Supply | 321558.19 | 508205.71 | M-0502429 | RDCZ-C-9.1SupplyM-0502429 | Danger Boards Enamelled 11 KV | Ea | EA | 18 | 1301.22 | 2200.04
5028055 | 116561 | 4459 | 3 | 895 | 1100025 | Agrawal Power Pvt.Ltd. |  | 20-279-110600-26-00001 | 6 | 2026-04-02 17:06 | 48520 | Turnkey- C Rajgarh | O&M Dn Jeerapur | RDSS | Revamped Distribution Sector Scheme | 2024-08-05 | 2024-06-11 19:41 | 2026-08-31 |  | 19338231.19 | 25336177.36 | Approved | PROJECT FOR THE FEEDER 33kv Dhamaniya jogi substaion @AND FEEDER ID 48520 | PROJECT FOR THE FEEDER 33kv Dhamaniya jogi substaion @AND FEEDER ID 48520 NSS-Damaniya Jogi Substation-Agrawal Power | Na | Na |  | NSS-Damaniya Jogi Substation-Agrawal Power | 2705142 | 3 | RDCZ-C-9.1 | RDCZ-C-9.1 | 9.00 | Number |  | 3754.8 | Labor | 321558.19 | 508205.71 | M-0502429 | RDCZ-C-9.1LaborM-0502429 | Danger Boards Enamelled 11 KV | Ea | EA | 18 | 563.22 | 563.22
5028055 | 116561 | 4459 | 3 | 895 | 1100026 | Agrawal Power Pvt.Ltd. |  | 20-279-110600-26-00001 | 6 | 2026-04-02 17:06 | 48520 | Turnkey- C Rajgarh | O&M Dn Jeerapur | RDSS | Revamped Distribution Sector Scheme | 2024-08-05 | 2024-06-11 19:41 | 2026-08-31 |  | 19338231.19 | 25336177.36 | Approved | PROJECT FOR THE FEEDER 33kv Dhamaniya jogi substaion @AND FEEDER ID 48520 | PROJECT FOR THE FEEDER 33kv Dhamaniya jogi substaion @AND FEEDER ID 48520 NSS-Damaniya Jogi Substation-Agrawal Power | Na | Na |  | NSS-Damaniya Jogi Substation-Agrawal Power | 2705142 | 3 | RDCZ-C-9.1 | RDCZ-C-9.1 | 9.00 | Number |  | 0 | Supply | 321558.19 | 508205.71 | M-0601036 | RDCZ-C-9.1SupplyM-0601036 | Stay Insulators 90X65mm | Ea | EA | 54 | 932.04 | 1099.81
5028055 | 116561 | 4459 | 3 | 895 | 1100027 | Agrawal Power Pvt.Ltd. |  | 20-279-110600-26-00001 | 6 | 2026-04-02 17:06 | 48520 | Turnkey- C Rajgarh | O&M Dn Jeerapur | RDSS | Revamped Distribution Sector Scheme | 2024-08-05 | 2024-06-11 19:41 | 2026-08-31 |  | 19338231.19 | 25336177.36 | Approved | PROJECT FOR THE FEEDER 33kv Dhamaniya jogi substaion @AND FEEDER ID 48520 | PROJECT FOR THE FEEDER 33kv Dhamaniya jogi substaion @AND FEEDER ID 48520 NSS-Damaniya Jogi Substation-Agrawal Power | Na | Na |  | NSS-Damaniya Jogi Substation-Agrawal Power | 2705142 | 3 | RDCZ-C-9.1 | RDCZ-C-9.1 | 9.00 | Number |  | 0 | Labor | 321558.19 | 508205.71 | M-0601036 | RDCZ-C-9.1LaborM-0601036 | Stay Insulators 90X65mm | Ea | EA | 54 | 0 | 0
5028055 | 116561 | 4459 | 3 | 895 | 1100028 | Agrawal Power Pvt.Ltd. |  | 20-279-110600-26-00001 | 6 | 2026-04-02 17:06 | 48520 | Turnkey- C Rajgarh | O&M Dn Jeerapur | RDSS | Revamped Distribution Sector Scheme | 2024-08-05 | 2024-06-11 19:41 | 2026-08-31 |  | 19338231.19 | 25336177.36 | Approved | PROJECT FOR THE FEEDER 33kv Dhamaniya jogi substaion @AND FEEDER ID 48520 | PROJECT FOR THE FEEDER 33kv Dhamaniya jogi substaion @AND FEEDER ID 48520 NSS-Damaniya Jogi Substation-Agrawal Power | Na | Na |  | NSS-Damaniya Jogi Substation-Agrawal Power | 2705142 | 3 | RDCZ-C-9.1 | RDCZ-C-9.1 | 9.00 | Number |  | 13758.75 | Supply | 321558.19 | 508205.71 | M-0602002 | RDCZ-C-9.1SupplyM-0602002 | 11 KV Pin Insulator Polymer Composit (5 KN) | No | NO | 54 | 8448.84 | 12307.52
5028055 | 116561 | 4459 | 3 | 895 | 1100029 | Agrawal Power Pvt.Ltd. |  | 20-279-110600-26-00001 | 6 | 2026-04-02 17:06 | 48520 | Turnkey- C Rajgarh | O&M Dn Jeerapur | RDSS | Revamped Distribution Sector Scheme | 2024-08-05 | 2024-06-11 19:41 | 2026-08-31 |  | 19338231.19 | 25336177.36 | Approved | PROJECT FOR THE FEEDER 33kv Dhamaniya jogi substaion @AND FEEDER ID 48520 | PROJECT FOR THE FEEDER 33kv Dhamaniya jogi substaion @AND FEEDER ID 48520 NSS-Damaniya Jogi Substation-Agrawal Power | Na | Na |  | NSS-Damaniya Jogi Substation-Agrawal Power | 2705142 | 3 | RDCZ-C-9.1 | RDCZ-C-9.1 | 9.00 | Number |  | 13758.75 | Labor | 321558.19 | 508205.71 | M-0602002 | RDCZ-C-9.1LaborM-0602002 | 11 KV Pin Insulator Polymer Composit (5 KN) | No | NO | 54 | 1981.26 | 1981.26
5028055 | 116561 | 4459 | 3 | 895 | 1100030 | Agrawal Power Pvt.Ltd. |  | 20-279-110600-26-00001 | 6 | 2026-04-02 17:06 | 48520 | Turnkey- C Rajgarh | O&M Dn Jeerapur | RDSS | Revamped Distribution Sector Scheme | 2024-08-05 | 2024-06-11 19:41 | 2026-08-31 |  | 19338231.19 | 25336177.36 | Approved | PROJECT FOR THE FEEDER 33kv Dhamaniya jogi substaion @AND FEEDER ID 48520 | PROJECT FOR THE FEEDER 33kv Dhamaniya jogi substaion @AND FEEDER ID 48520 NSS-Damaniya Jogi Substation-Agrawal Power | Na | Na |  | NSS-Damaniya Jogi Substation-Agrawal Power | 2705142 | 3 | RDCZ-C-9.1 | RDCZ-C-9.1 | 9.00 | Number |  | 28549.5 | Supply | 321558.19 | 508205.71 | M-0602007 | RDCZ-C-9.1SupplyM-0602007 | 11 KV(45KN) Composite Polymer Disc Insulators | Ea | EA | 54 | 7923.96 | 18013.01
5028055 | 116561 | 4459 | 3 | 895 | 1100031 | Agrawal Power Pvt.Ltd. |  | 20-279-110600-26-00001 | 6 | 2026-04-02 17:06 | 48520 | Turnkey- C Rajgarh | O&M Dn Jeerapur | RDSS | Revamped Distribution Sector Scheme | 2024-08-05 | 2024-06-11 19:41 | 2026-08-31 |  | 19338231.19 | 25336177.36 | Approved | PROJECT FOR THE FEEDER 33kv Dhamaniya jogi substaion @AND FEEDER ID 48520 | PROJECT FOR THE FEEDER 33kv Dhamaniya jogi substaion @AND FEEDER ID 48520 NSS-Damaniya Jogi Substation-Agrawal Power | Na | Na |  | NSS-Damaniya Jogi Substation-Agrawal Power | 2705142 | 3 | RDCZ-C-9.1 | RDCZ-C-9.1 | 9.00 | Number |  | 28549.5 | Labor | 321558.19 | 508205.71 | M-0602007 | RDCZ-C-9.1LaborM-0602007 | 11 KV(45KN) Composite Polymer Disc Insulators | Ea | EA | 54 | 7341.3 | 7341.3
5028055 | 116561 | 4459 | 3 | 895 | 1100032 | Agrawal Power Pvt.Ltd. |  | 20-279-110600-26-00001 | 6 | 2026-04-02 17:06 | 48520 | Turnkey- C Rajgarh | O&M Dn Jeerapur | RDSS | Revamped Distribution Sector Scheme | 2024-08-05 | 2024-06-11 19:41 | 2026-08-31 |  | 19338231.19 | 25336177.36 | Approved | PROJECT FOR THE FEEDER 33kv Dhamaniya jogi substaion @AND FEEDER ID 48520 | PROJECT FOR THE FEEDER 33kv Dhamaniya jogi substaion @AND FEEDER ID 48520 NSS-Damaniya Jogi Substation-Agrawal Power | Na | Na |  | NSS-Damaniya Jogi Substation-Agrawal Power | 2705142 | 3 | RDCZ-C-9.1 | RDCZ-C-9.1 | 9.00 | Number |  | 34959.63 | Labor | 321558.19 | 508205.71 | M-1214001 | RDCZ-C-9.1LaborM-1214001 | Red oxide paint | l | L | 1e-05 | 0 | 0
5028055 | 116561 | 4459 | 3 | 895 | 1100033 | Agrawal Power Pvt.Ltd. |  | 20-279-110600-26-00001 | 6 | 2026-04-02 17:06 | 48520 | Turnkey- C Rajgarh | O&M Dn Jeerapur | RDSS | Revamped Distribution Sector Scheme | 2024-08-05 | 2024-06-11 19:41 | 2026-08-31 |  | 19338231.19 | 25336177.36 | Approved | PROJECT FOR THE FEEDER 33kv Dhamaniya jogi substaion @AND FEEDER ID 48520 | PROJECT FOR THE FEEDER 33kv Dhamaniya jogi substaion @AND FEEDER ID 48520 NSS-Damaniya Jogi Substation-Agrawal Power | Na | Na |  | NSS-Damaniya Jogi Substation-Agrawal Power | 2705142 | 3 | RDCZ-C-9.1 | RDCZ-C-9.1 | 9.00 | Number |  | 34959.63 | Supply | 321558.19 | 508205.71 | M-1214001 | RDCZ-C-9.1SupplyM-1214001 | Red oxide paint | l | L | 1e-05 | 0 | 0
5028055 | 116561 | 4459 | 3 | 895 | 1100034 | Agrawal Power Pvt.Ltd. |  | 20-279-110600-26-00001 | 6 | 2026-04-02 17:06 | 48520 | Turnkey- C Rajgarh | O&M Dn Jeerapur | RDSS | Revamped Distribution Sector Scheme | 2024-08-05 | 2024-06-11 19:41 | 2026-08-31 |  | 19338231.19 | 25336177.36 | Approved | PROJECT FOR THE FEEDER 33kv Dhamaniya jogi substaion @AND FEEDER ID 48520 | PROJECT FOR THE FEEDER 33kv Dhamaniya jogi substaion @AND FEEDER ID 48520 NSS-Damaniya Jogi Substation-Agrawal Power | Na | Na |  | NSS-Damaniya Jogi Substation-Agrawal Power | 2705142 | 3 | RDCZ-C-9.1 | RDCZ-C-9.1 | 9.00 | Number |  | 24860.42 | Supply | 321558.19 | 508205.71 | M-1214002 | RDCZ-C-9.1SupplyM-1214002 | Aluminium paint | l | L | 1e-05 | 0 | 0
5028055 | 116561 | 4459 | 3 | 895 | 1100035 | Agrawal Power Pvt.Ltd. |  | 20-279-110600-26-00001 | 6 | 2026-04-02 17:06 | 48520 | Turnkey- C Rajgarh | O&M Dn Jeerapur | RDSS | Revamped Distribution Sector Scheme | 2024-08-05 | 2024-06-11 19:41 | 2026-08-31 |  | 19338231.19 | 25336177.36 | Approved | PROJECT FOR THE FEEDER 33kv Dhamaniya jogi substaion @AND FEEDER ID 48520 | PROJECT FOR THE FEEDER 33kv Dhamaniya jogi substaion @AND FEEDER ID 48520 NSS-Damaniya Jogi Substation-Agrawal Power | Na | Na |  | NSS-Damaniya Jogi Substation-Agrawal Power | 2705142 | 3 | RDCZ-C-9.1 | RDCZ-C-9.1 | 9.00 | Number |  | 24860.42 | Labor | 321558.19 | 508205.71 | M-1214002 | RDCZ-C-9.1LaborM-1214002 | Aluminium paint | l | L | 1e-05 | 0 | 0
5028055 | 116561 | 4459 | 3 | 895 | 1100036 | Agrawal Power Pvt.Ltd. |  | 20-279-110600-26-00001 | 6 | 2026-04-02 17:06 | 48520 | Turnkey- C Rajgarh | O&M Dn Jeerapur | RDSS | Revamped Distribution Sector Scheme | 2024-08-05 | 2024-06-11 19:41 | 2026-08-31 |  | 19338231.19 | 25336177.36 | Approved | PROJECT FOR THE FEEDER 33kv Dhamaniya jogi substaion @AND FEEDER ID 48520 | PROJECT FOR THE FEEDER 33kv Dhamaniya jogi substaion @AND FEEDER ID 48520 NSS-Damaniya Jogi Substation-Agrawal Power | Na | Na |  | NSS-Damaniya Jogi Substation-Agrawal Power | 2705142 | 3 | RDCZ-C-9.1 | RDCZ-C-9.1 | 9.00 | Number |  | 11692.05 | Supply | 321558.19 | 508205.71 | P-0001003 | RDCZ-C-9.1SupplyP-0001003 | Concreting of stay (16 mm / 12 mm) @ 0.2 Cmt. per stay | CMT | CMT | 10.8 | 50807.95 | 68616.37
5028055 | 116561 | 4459 | 3 | 895 | 1100037 | Agrawal Power Pvt.Ltd. |  | 20-279-110600-26-00001 | 6 | 2026-04-02 17:06 | 48520 | Turnkey- C Rajgarh | O&M Dn Jeerapur | RDSS | Revamped Distribution Sector Scheme | 2024-08-05 | 2024-06-11 19:41 | 2026-08-31 |  | 19338231.19 | 25336177.36 | Approved | PROJECT FOR THE FEEDER 33kv Dhamaniya jogi substaion @AND FEEDER ID 48520 | PROJECT FOR THE FEEDER 33kv Dhamaniya jogi substaion @AND FEEDER ID 48520 NSS-Damaniya Jogi Substation-Agrawal Power | Na | Na |  | NSS-Damaniya Jogi Substation-Agrawal Power | 2705142 | 3 | RDCZ-C-9.1 | RDCZ-C-9.1 | 9.00 | Number |  | 11692.05 | Labor | 321558.19 | 508205.71 | P-0001003 | RDCZ-C-9.1LaborP-0001003 | Concreting of stay (16 mm / 12 mm) @ 0.2 Cmt. per stay | CMT | CMT | 10.8 | 7341.52 | 7341.52
5028055 | 116561 | 4459 | 3 | 895 | 1100038 | Agrawal Power Pvt.Ltd. |  | 20-279-110600-26-00001 | 6 | 2026-04-02 17:06 | 48520 | Turnkey- C Rajgarh | O&M Dn Jeerapur | RDSS | Revamped Distribution Sector Scheme | 2024-08-05 | 2024-06-11 19:41 | 2026-08-31 |  | 19338231.19 | 25336177.36 | Approved | PROJECT FOR THE FEEDER 33kv Dhamaniya jogi substaion @AND FEEDER ID 48520 | PROJECT FOR THE FEEDER 33kv Dhamaniya jogi substaion @AND FEEDER ID 48520 NSS-Damaniya Jogi Substation-Agrawal Power | Na | Na |  | NSS-Damaniya Jogi Substation-Agrawal Power | 2705142 | 3 | RDCZ-C-9.1 | RDCZ-C-9.1 | 9.00 | Number |  | 26905.29 | Supply | 321558.19 | 508205.71 | P-0001037 | RDCZ-C-9.1SupplyP-0001037 | Concreting of structures &amp; foundation (1:3:6). | CMT | CMT | 5.4 | 25403.98 | 34308.19
5028055 | 116561 | 4459 | 3 | 895 | 1100039 | Agrawal Power Pvt.Ltd. |  | 20-279-110600-26-00001 | 6 | 2026-04-02 17:06 | 48520 | Turnkey- C Rajgarh | O&M Dn Jeerapur | RDSS | Revamped Distribution Sector Scheme | 2024-08-05 | 2024-06-11 19:41 | 2026-08-31 |  | 19338231.19 | 25336177.36 | Approved | PROJECT FOR THE FEEDER 33kv Dhamaniya jogi substaion @AND FEEDER ID 48520 | PROJECT FOR THE FEEDER 33kv Dhamaniya jogi substaion @AND FEEDER ID 48520 NSS-Damaniya Jogi Substation-Agrawal Power | Na | Na |  | NSS-Damaniya Jogi Substation-Agrawal Power | 2705142 | 3 | RDCZ-C-9.1 | RDCZ-C-9.1 | 9.00 | Number |  | 26905.29 | Labor | 321558.19 | 508205.71 | P-0001037 | RDCZ-C-9.1LaborP-0001037 | Concreting of structures &amp; foundation (1:3:6). | CMT | CMT | 5.4 | 3670.76 | 3670.76
5028055 | 116561 | 4459 | 3 | 895 | 1100040 | Agrawal Power Pvt.Ltd. |  | 20-279-110600-26-00001 | 6 | 2026-04-02 17:06 | 48520 | Turnkey- C Rajgarh | O&M Dn Jeerapur | RDSS | Revamped Distribution Sector Scheme | 2024-08-05 | 2024-06-11 19:41 | 2026-08-31 |  | 19338231.19 | 25336177.36 | Approved | PROJECT FOR THE FEEDER 33kv Dhamaniya jogi substaion @AND FEEDER ID 48520 | PROJECT FOR THE FEEDER 33kv Dhamaniya jogi substaion @AND FEEDER ID 48520 NSS-Damaniya Jogi Substation-Agrawal Power | Na | Na |  | NSS-Damaniya Jogi Substation-Agrawal Power | 2705142 | 3 | RDCZ-C-9.1 | RDCZ-C-9.1 | 9.00 | Number |  | 0 | Supply | 321558.19 | 508205.71 | P-0702056 | RDCZ-C-9.1SupplyP-0702056 | Stone Block/Pre cast block for base pedding(450X450X75MM) | No | NO | 54 | 15790.14 | 18632.37
5028055 | 116561 | 4459 | 3 | 895 | 1100041 | Agrawal Power Pvt.Ltd. |  | 20-279-110600-26-00001 | 6 | 2026-04-02 17:06 | 48520 | Turnkey- C Rajgarh | O&M Dn Jeerapur | RDSS | Revamped Distribution Sector Scheme | 2024-08-05 | 2024-06-11 19:41 | 2026-08-31 |  | 19338231.19 | 25336177.36 | Approved | PROJECT FOR THE FEEDER 33kv Dhamaniya jogi substaion @AND FEEDER ID 48520 | PROJECT FOR THE FEEDER 33kv Dhamaniya jogi substaion @AND FEEDER ID 48520 NSS-Damaniya Jogi Substation-Agrawal Power | Na | Na |  | NSS-Damaniya Jogi Substation-Agrawal Power | 2705142 | 3 | RDCZ-C-9.1 | RDCZ-C-9.1 | 9.00 | Number |  | 0 | Labor | 321558.19 | 508205.71 | P-0702056 | RDCZ-C-9.1LaborP-0702056 | Stone Block/Pre cast block for base pedding(450X450X75MM) | No | NO | 54 | 0 | 0
5028055 | 116561 | 4459 | 3 | 895 | 1100042 | Agrawal Power Pvt.Ltd. |  | 20-279-110600-26-00001 | 6 | 2026-04-02 17:06 | 48520 | Turnkey- C Rajgarh | O&M Dn Jeerapur | RDSS | Revamped Distribution Sector Scheme | 2024-08-05 | 2024-06-11 19:41 | 2026-08-31 |  | 19338231.19 | 25336177.36 | Approved | PROJECT FOR THE FEEDER 33kv Dhamaniya jogi substaion @AND FEEDER ID 48520 | PROJECT FOR THE FEEDER 33kv Dhamaniya jogi substaion @AND FEEDER ID 48520 NSS-Damaniya Jogi Substation-Agrawal Power | Na | Na |  | NSS-Damaniya Jogi Substation-Agrawal Power | 2705142 | 4 | RDCZ-C-10.1 | RDCZ-C-10.1 | 2.00 | Number |  | 5481.32 | Supply | 234195.64 | 341280.54 | M-0403016 | RDCZ-C-10.1SupplyM-0403016 | Anti climbing devices ( Barbed wire 2.24 mm dia, 14 SWG) | No | NUMBER | 6 | 1909.86 | 2559.21
5028055 | 116561 | 4459 | 3 | 895 | 1100043 | Agrawal Power Pvt.Ltd. |  | 20-279-110600-26-00001 | 6 | 2026-04-02 17:06 | 48520 | Turnkey- C Rajgarh | O&M Dn Jeerapur | RDSS | Revamped Distribution Sector Scheme | 2024-08-05 | 2024-06-11 19:41 | 2026-08-31 |  | 19338231.19 | 25336177.36 | Approved | PROJECT FOR THE FEEDER 33kv Dhamaniya jogi substaion @AND FEEDER ID 48520 | PROJECT FOR THE FEEDER 33kv Dhamaniya jogi substaion @AND FEEDER ID 48520 NSS-Damaniya Jogi Substation-Agrawal Power | Na | Na |  | NSS-Damaniya Jogi Substation-Agrawal Power | 2705142 | 4 | RDCZ-C-10.1 | RDCZ-C-10.1 | 2.00 | Number |  | 5481.32 | Labor | 234195.64 | 341280.54 | M-0403016 | RDCZ-C-10.1LaborM-0403016 | Anti climbing devices ( Barbed wire 2.24 mm dia, 14 SWG) | No | NUMBER | 6 | 258.96 | 258.96
5028055 | 116561 | 4459 | 3 | 895 | 1100044 | Agrawal Power Pvt.Ltd. |  | 20-279-110600-26-00001 | 6 | 2026-04-02 17:06 | 48520 | Turnkey- C Rajgarh | O&M Dn Jeerapur | RDSS | Revamped Distribution Sector Scheme | 2024-08-05 | 2024-06-11 19:41 | 2026-08-31 |  | 19338231.19 | 25336177.36 | Approved | PROJECT FOR THE FEEDER 33kv Dhamaniya jogi substaion @AND FEEDER ID 48520 | PROJECT FOR THE FEEDER 33kv Dhamaniya jogi substaion @AND FEEDER ID 48520 NSS-Damaniya Jogi Substation-Agrawal Power | Na | Na |  | NSS-Damaniya Jogi Substation-Agrawal Power | 2705142 | 4 | RDCZ-C-10.1 | RDCZ-C-10.1 | 2.00 | Number |  | 0 | Supply | 234195.64 | 341280.54 | M-0403019 | RDCZ-C-10.1SupplyM-0403019 | STAY WIRE 7/3.15 MM.(7/10 SWG) | Kg | KG | 78 | 5386.68 | 6356.28
5028055 | 116561 | 4459 | 3 | 895 | 1100045 | Agrawal Power Pvt.Ltd. |  | 20-279-110600-26-00001 | 6 | 2026-04-02 17:06 | 48520 | Turnkey- C Rajgarh | O&M Dn Jeerapur | RDSS | Revamped Distribution Sector Scheme | 2024-08-05 | 2024-06-11 19:41 | 2026-08-31 |  | 19338231.19 | 25336177.36 | Approved | PROJECT FOR THE FEEDER 33kv Dhamaniya jogi substaion @AND FEEDER ID 48520 | PROJECT FOR THE FEEDER 33kv Dhamaniya jogi substaion @AND FEEDER ID 48520 NSS-Damaniya Jogi Substation-Agrawal Power | Na | Na |  | NSS-Damaniya Jogi Substation-Agrawal Power | 2705142 | 4 | RDCZ-C-10.1 | RDCZ-C-10.1 | 2.00 | Number |  | 0 | Labor | 234195.64 | 341280.54 | M-0403019 | RDCZ-C-10.1LaborM-0403019 | STAY WIRE 7/3.15 MM.(7/10 SWG) | Kg | KG | 78 | 0 | 0
5028055 | 116561 | 4459 | 3 | 895 | 1100046 | Agrawal Power Pvt.Ltd. |  | 20-279-110600-26-00001 | 6 | 2026-04-02 17:06 | 48520 | Turnkey- C Rajgarh | O&M Dn Jeerapur | RDSS | Revamped Distribution Sector Scheme | 2024-08-05 | 2024-06-11 19:41 | 2026-08-31 |  | 19338231.19 | 25336177.36 | Approved | PROJECT FOR THE FEEDER 33kv Dhamaniya jogi substaion @AND FEEDER ID 48520 | PROJECT FOR THE FEEDER 33kv Dhamaniya jogi substaion @AND FEEDER ID 48520 NSS-Damaniya Jogi Substation-Agrawal Power | Na | Na |  | NSS-Damaniya Jogi Substation-Agrawal Power | 2705142 | 4 | RDCZ-C-10.1 | RDCZ-C-10.1 | 2.00 | Number |  | 0 | Supply | 234195.64 | 341280.54 | M-0403096 | RDCZ-C-10.1SupplyM-0403096 | Earthing Coil of 115 Turns of 50 MM.Dia and 2.5 Mtr. Lead of 4.0 MM G.I Wire | No | NUMBER | 6 | 776.88 | 916.72
5028055 | 116561 | 4459 | 3 | 895 | 1100047 | Agrawal Power Pvt.Ltd. |  | 20-279-110600-26-00001 | 6 | 2026-04-02 17:06 | 48520 | Turnkey- C Rajgarh | O&M Dn Jeerapur | RDSS | Revamped Distribution Sector Scheme | 2024-08-05 | 2024-06-11 19:41 | 2026-08-31 |  | 19338231.19 | 25336177.36 | Approved | PROJECT FOR THE FEEDER 33kv Dhamaniya jogi substaion @AND FEEDER ID 48520 | PROJECT FOR THE FEEDER 33kv Dhamaniya jogi substaion @AND FEEDER ID 48520 NSS-Damaniya Jogi Substation-Agrawal Power | Na | Na |  | NSS-Damaniya Jogi Substation-Agrawal Power | 2705142 | 4 | RDCZ-C-10.1 | RDCZ-C-10.1 | 2.00 | Number |  | 0 | Labor | 234195.64 | 341280.54 | M-0403096 | RDCZ-C-10.1LaborM-0403096 | Earthing Coil of 115 Turns of 50 MM.Dia and 2.5 Mtr. Lead of 4.0 MM G.I Wire | No | NUMBER | 6 | 0 | 0
5028055 | 116561 | 4459 | 3 | 895 | 1100048 | Agrawal Power Pvt.Ltd. |  | 20-279-110600-26-00001 | 6 | 2026-04-02 17:06 | 48520 | Turnkey- C Rajgarh | O&M Dn Jeerapur | RDSS | Revamped Distribution Sector Scheme | 2024-08-05 | 2024-06-11 19:41 | 2026-08-31 |  | 19338231.19 | 25336177.36 | Approved | PROJECT FOR THE FEEDER 33kv Dhamaniya jogi substaion @AND FEEDER ID 48520 | PROJECT FOR THE FEEDER 33kv Dhamaniya jogi substaion @AND FEEDER ID 48520 NSS-Damaniya Jogi Substation-Agrawal Power | Na | Na |  | NSS-Damaniya Jogi Substation-Agrawal Power | 2705142 | 4 | RDCZ-C-10.1 | RDCZ-C-10.1 | 2.00 | Number |  | 401.66 | Supply | 234195.64 | 341280.54 | M-0403173 | RDCZ-C-10.1SupplyM-0403173 | Earthing for PCC Pole 4.00 mm-8 SWG G.I wire- 0.8 Kg, per pole | Kg | KG | 4.8 | 367.73 | 476.68
5028055 | 116561 | 4459 | 3 | 895 | 1100049 | Agrawal Power Pvt.Ltd. |  | 20-279-110600-26-00001 | 6 | 2026-04-02 17:06 | 48520 | Turnkey- C Rajgarh | O&M Dn Jeerapur | RDSS | Revamped Distribution Sector Scheme | 2024-08-05 | 2024-06-11 19:41 | 2026-08-31 |  | 19338231.19 | 25336177.36 | Approved | PROJECT FOR THE FEEDER 33kv Dhamaniya jogi substaion @AND FEEDER ID 48520 | PROJECT FOR THE FEEDER 33kv Dhamaniya jogi substaion @AND FEEDER ID 48520 NSS-Damaniya Jogi Substation-Agrawal Power | Na | Na |  | NSS-Damaniya Jogi Substation-Agrawal Power | 2705142 | 4 | RDCZ-C-10.1 | RDCZ-C-10.1 | 2.00 | Number |  | 401.66 | Labor | 234195.64 | 341280.54 | M-0403173 | RDCZ-C-10.1LaborM-0403173 | Earthing for PCC Pole 4.00 mm-8 SWG G.I wire- 0.8 Kg, per pole | Kg | KG | 4.8 | 36.24 | 36.24
5028055 | 116561 | 4459 | 3 | 895 | 1100050 | Agrawal Power Pvt.Ltd. |  | 20-279-110600-26-00001 | 6 | 2026-04-02 17:06 | 48520 | Turnkey- C Rajgarh | O&M Dn Jeerapur | RDSS | Revamped Distribution Sector Scheme | 2024-08-05 | 2024-06-11 19:41 | 2026-08-31 |  | 19338231.19 | 25336177.36 | Approved | PROJECT FOR THE FEEDER 33kv Dhamaniya jogi substaion @AND FEEDER ID 48520 | PROJECT FOR THE FEEDER 33kv Dhamaniya jogi substaion @AND FEEDER ID 48520 NSS-Damaniya Jogi Substation-Agrawal Power | Na | Na |  | NSS-Damaniya Jogi Substation-Agrawal Power | 2705142 | 4 | RDCZ-C-10.1 | RDCZ-C-10.1 | 2.00 | Number |  | 0 | Labor | 234195.64 | 341280.54 | M-0403208 | RDCZ-C-10.1LaborM-0403208 | M.S.Nuts with Bolts | Kg | KG | 72 | 0 | 0
5028055 | 116561 | 4459 | 3 | 895 | 1100051 | Agrawal Power Pvt.Ltd. |  | 20-279-110600-26-00001 | 6 | 2026-04-02 17:06 | 48520 | Turnkey- C Rajgarh | O&M Dn Jeerapur | RDSS | Revamped Distribution Sector Scheme | 2024-08-05 | 2024-06-11 19:41 | 2026-08-31 |  | 19338231.19 | 25336177.36 | Approved | PROJECT FOR THE FEEDER 33kv Dhamaniya jogi substaion @AND FEEDER ID 48520 | PROJECT FOR THE FEEDER 33kv Dhamaniya jogi substaion @AND FEEDER ID 48520 NSS-Damaniya Jogi Substation-Agrawal Power | Na | Na |  | NSS-Damaniya Jogi Substation-Agrawal Power | 2705142 | 4 | RDCZ-C-10.1 | RDCZ-C-10.1 | 2.00 | Number |  | 0 | Supply | 234195.64 | 341280.54 | M-0403208 | RDCZ-C-10.1SupplyM-0403208 | M.S.Nuts with Bolts | Kg | KG | 72 | 6137.28 | 7241.99
5028055 | 116561 | 4459 | 3 | 895 | 1100052 | Agrawal Power Pvt.Ltd. |  | 20-279-110600-26-00001 | 6 | 2026-04-02 17:06 | 48520 | Turnkey- C Rajgarh | O&M Dn Jeerapur | RDSS | Revamped Distribution Sector Scheme | 2024-08-05 | 2024-06-11 19:41 | 2026-08-31 |  | 19338231.19 | 25336177.36 | Approved | PROJECT FOR THE FEEDER 33kv Dhamaniya jogi substaion @AND FEEDER ID 48520 | PROJECT FOR THE FEEDER 33kv Dhamaniya jogi substaion @AND FEEDER ID 48520 NSS-Damaniya Jogi Substation-Agrawal Power | Na | Na |  | NSS-Damaniya Jogi Substation-Agrawal Power | 2705142 | 4 | RDCZ-C-10.1 | RDCZ-C-10.1 | 2.00 | Number |  | 0 | Supply | 234195.64 | 341280.54 | M-0404210 | RDCZ-C-10.1SupplyM-0404210 | 11 KV Strain hardware (T&amp;C type) fittings | Ea | EA | 12 | 1709.16 | 2016.81
5028055 | 116561 | 4459 | 3 | 895 | 1100053 | Agrawal Power Pvt.Ltd. |  | 20-279-110600-26-00001 | 6 | 2026-04-02 17:06 | 48520 | Turnkey- C Rajgarh | O&M Dn Jeerapur | RDSS | Revamped Distribution Sector Scheme | 2024-08-05 | 2024-06-11 19:41 | 2026-08-31 |  | 19338231.19 | 25336177.36 | Approved | PROJECT FOR THE FEEDER 33kv Dhamaniya jogi substaion @AND FEEDER ID 48520 | PROJECT FOR THE FEEDER 33kv Dhamaniya jogi substaion @AND FEEDER ID 48520 NSS-Damaniya Jogi Substation-Agrawal Power | Na | Na |  | NSS-Damaniya Jogi Substation-Agrawal Power | 2705142 | 4 | RDCZ-C-10.1 | RDCZ-C-10.1 | 2.00 | Number |  | 0 | Labor | 234195.64 | 341280.54 | M-0404210 | RDCZ-C-10.1LaborM-0404210 | 11 KV Strain hardware (T&amp;C type) fittings | Ea | EA | 12 | 0 | 0
5028055 | 116561 | 4459 | 3 | 895 | 1100054 | Agrawal Power Pvt.Ltd. |  | 20-279-110600-26-00001 | 6 | 2026-04-02 17:06 | 48520 | Turnkey- C Rajgarh | O&M Dn Jeerapur | RDSS | Revamped Distribution Sector Scheme | 2024-08-05 | 2024-06-11 19:41 | 2026-08-31 |  | 19338231.19 | 25336177.36 | Approved | PROJECT FOR THE FEEDER 33kv Dhamaniya jogi substaion @AND FEEDER ID 48520 | PROJECT FOR THE FEEDER 33kv Dhamaniya jogi substaion @AND FEEDER ID 48520 NSS-Damaniya Jogi Substation-Agrawal Power | Na | Na |  | NSS-Damaniya Jogi Substation-Agrawal Power | 2705142 | 4 | RDCZ-C-10.1 | RDCZ-C-10.1 | 2.00 | Number |  | 182160.72 | Supply | 234195.64 | 341280.54 | M-0501004 | RDCZ-C-10.1SupplyM-0501004 | 140 Kg.,8.0 Mtrs. long PCC pole | Ea | EA | 6 | 12067.56 | 27959.91
5028055 | 116561 | 4459 | 3 | 895 | 1100055 | Agrawal Power Pvt.Ltd. |  | 20-279-110600-26-00001 | 6 | 2026-04-02 17:06 | 48520 | Turnkey- C Rajgarh | O&M Dn Jeerapur | RDSS | Revamped Distribution Sector Scheme | 2024-08-05 | 2024-06-11 19:41 | 2026-08-31 |  | 19338231.19 | 25336177.36 | Approved | PROJECT FOR THE FEEDER 33kv Dhamaniya jogi substaion @AND FEEDER ID 48520 | PROJECT FOR THE FEEDER 33kv Dhamaniya jogi substaion @AND FEEDER ID 48520 NSS-Damaniya Jogi Substation-Agrawal Power | Na | Na |  | NSS-Damaniya Jogi Substation-Agrawal Power | 2705142 | 4 | RDCZ-C-10.1 | RDCZ-C-10.1 | 2.00 | Number |  | 182160.72 | Labor | 234195.64 | 341280.54 | M-0501004 | RDCZ-C-10.1LaborM-0501004 | 140 Kg.,8.0 Mtrs. long PCC pole | Ea | EA | 6 | 11627.28 | 11627.28
5028055 | 116561 | 4459 | 3 | 895 | 1100056 | Agrawal Power Pvt.Ltd. |  | 20-279-110600-26-00001 | 6 | 2026-04-02 17:06 | 48520 | Turnkey- C Rajgarh | O&M Dn Jeerapur | RDSS | Revamped Distribution Sector Scheme | 2024-08-05 | 2024-06-11 19:41 | 2026-08-31 |  | 19338231.19 | 25336177.36 | Approved | PROJECT FOR THE FEEDER 33kv Dhamaniya jogi substaion @AND FEEDER ID 48520 | PROJECT FOR THE FEEDER 33kv Dhamaniya jogi substaion @AND FEEDER ID 48520 NSS-Damaniya Jogi Substation-Agrawal Power | Na | Na |  | NSS-Damaniya Jogi Substation-Agrawal Power | 2705142 | 4 | RDCZ-C-10.1 | RDCZ-C-10.1 | 2.00 | Number |  | 0 | Supply | 234195.64 | 341280.54 | M-0502030 | RDCZ-C-10.1SupplyM-0502030 | Back Clamp for 140 Kg PCC Pole MS Flat 50x6 mm | No | NUMBER | 16 | 1432.96 | 1690.89
5028055 | 116561 | 4459 | 3 | 895 | 1100057 | Agrawal Power Pvt.Ltd. |  | 20-279-110600-26-00001 | 6 | 2026-04-02 17:06 | 48520 | Turnkey- C Rajgarh | O&M Dn Jeerapur | RDSS | Revamped Distribution Sector Scheme | 2024-08-05 | 2024-06-11 19:41 | 2026-08-31 |  | 19338231.19 | 25336177.36 | Approved | PROJECT FOR THE FEEDER 33kv Dhamaniya jogi substaion @AND FEEDER ID 48520 | PROJECT FOR THE FEEDER 33kv Dhamaniya jogi substaion @AND FEEDER ID 48520 NSS-Damaniya Jogi Substation-Agrawal Power | Na | Na |  | NSS-Damaniya Jogi Substation-Agrawal Power | 2705142 | 4 | RDCZ-C-10.1 | RDCZ-C-10.1 | 2.00 | Number |  | 0 | Labor | 234195.64 | 341280.54 | M-0502030 | RDCZ-C-10.1LaborM-0502030 | Back Clamp for 140 Kg PCC Pole MS Flat 50x6 mm | No | NUMBER | 16 | 0 | 0
5028055 | 116561 | 4459 | 3 | 895 | 1100058 | Agrawal Power Pvt.Ltd. |  | 20-279-110600-26-00001 | 6 | 2026-04-02 17:06 | 48520 | Turnkey- C Rajgarh | O&M Dn Jeerapur | RDSS | Revamped Distribution Sector Scheme | 2024-08-05 | 2024-06-11 19:41 | 2026-08-31 |  | 19338231.19 | 25336177.36 | Approved | PROJECT FOR THE FEEDER 33kv Dhamaniya jogi substaion @AND FEEDER ID 48520 | PROJECT FOR THE FEEDER 33kv Dhamaniya jogi substaion @AND FEEDER ID 48520 NSS-Damaniya Jogi Substation-Agrawal Power | Na | Na |  | NSS-Damaniya Jogi Substation-Agrawal Power | 2705142 | 4 | RDCZ-C-10.1 | RDCZ-C-10.1 | 2.00 | Number |  | 0 | Supply | 234195.64 | 341280.54 | M-0502091 | RDCZ-C-10.1SupplyM-0502091 | Clamp for 140 Kg PCC Pole MS Flat 50x6 mm | Set | SET | 12 | 1463.16 | 1726.53
5028055 | 116561 | 4459 | 3 | 895 | 1100059 | Agrawal Power Pvt.Ltd. |  | 20-279-110600-26-00001 | 6 | 2026-04-02 17:06 | 48520 | Turnkey- C Rajgarh | O&M Dn Jeerapur | RDSS | Revamped Distribution Sector Scheme | 2024-08-05 | 2024-06-11 19:41 | 2026-08-31 |  | 19338231.19 | 25336177.36 | Approved | PROJECT FOR THE FEEDER 33kv Dhamaniya jogi substaion @AND FEEDER ID 48520 | PROJECT FOR THE FEEDER 33kv Dhamaniya jogi substaion @AND FEEDER ID 48520 NSS-Damaniya Jogi Substation-Agrawal Power | Na | Na |  | NSS-Damaniya Jogi Substation-Agrawal Power | 2705142 | 4 | RDCZ-C-10.1 | RDCZ-C-10.1 | 2.00 | Number |  | 0 | Labor | 234195.64 | 341280.54 | M-0502091 | RDCZ-C-10.1LaborM-0502091 | Clamp for 140 Kg PCC Pole MS Flat 50x6 mm | Set | SET | 12 | 0 | 0
5028055 | 116561 | 4459 | 3 | 895 | 1100060 | Agrawal Power Pvt.Ltd. |  | 20-279-110600-26-00001 | 6 | 2026-04-02 17:06 | 48520 | Turnkey- C Rajgarh | O&M Dn Jeerapur | RDSS | Revamped Distribution Sector Scheme | 2024-08-05 | 2024-06-11 19:41 | 2026-08-31 |  | 19338231.19 | 25336177.36 | Approved | PROJECT FOR THE FEEDER 33kv Dhamaniya jogi substaion @AND FEEDER ID 48520 | PROJECT FOR THE FEEDER 33kv Dhamaniya jogi substaion @AND FEEDER ID 48520 NSS-Damaniya Jogi Substation-Agrawal Power | Na | Na |  | NSS-Damaniya Jogi Substation-Agrawal Power | 2705142 | 4 | RDCZ-C-10.1 | RDCZ-C-10.1 | 2.00 | Number |  | 45784.32 | Supply | 234195.64 | 341280.54 | M-0502104 | RDCZ-C-10.1SupplyM-0502104 | D.C. Cross-arms 8 ft centre to center (100x50x6mm) Channel | Set | SET | 4 | 18701.24 | 26569.59
5028055 | 116561 | 4459 | 3 | 895 | 1100061 | Agrawal Power Pvt.Ltd. |  | 20-279-110600-26-00001 | 6 | 2026-04-02 17:06 | 48520 | Turnkey- C Rajgarh | O&M Dn Jeerapur | RDSS | Revamped Distribution Sector Scheme | 2024-08-05 | 2024-06-11 19:41 | 2026-08-31 |  | 19338231.19 | 25336177.36 | Approved | PROJECT FOR THE FEEDER 33kv Dhamaniya jogi substaion @AND FEEDER ID 48520 | PROJECT FOR THE FEEDER 33kv Dhamaniya jogi substaion @AND FEEDER ID 48520 NSS-Damaniya Jogi Substation-Agrawal Power | Na | Na |  | NSS-Damaniya Jogi Substation-Agrawal Power | 2705142 | 4 | RDCZ-C-10.1 | RDCZ-C-10.1 | 2.00 | Number |  | 45784.32 | Labor | 234195.64 | 341280.54 | M-0502104 | RDCZ-C-10.1LaborM-0502104 | D.C. Cross-arms 8 ft centre to center (100x50x6mm) Channel | Set | SET | 4 | 3815.36 | 3815.36
5028055 | 116561 | 4459 | 3 | 895 | 1100062 | Agrawal Power Pvt.Ltd. |  | 20-279-110600-26-00001 | 6 | 2026-04-02 17:06 | 48520 | Turnkey- C Rajgarh | O&M Dn Jeerapur | RDSS | Revamped Distribution Sector Scheme | 2024-08-05 | 2024-06-11 19:41 | 2026-08-31 |  | 19338231.19 | 25336177.36 | Approved | PROJECT FOR THE FEEDER 33kv Dhamaniya jogi substaion @AND FEEDER ID 48520 | PROJECT FOR THE FEEDER 33kv Dhamaniya jogi substaion @AND FEEDER ID 48520 NSS-Damaniya Jogi Substation-Agrawal Power | Na | Na |  | NSS-Damaniya Jogi Substation-Agrawal Power | 2705142 | 4 | RDCZ-C-10.1 | RDCZ-C-10.1 | 2.00 | Number |  | 0 | Supply | 234195.64 | 341280.54 | M-0502222 | RDCZ-C-10.1SupplyM-0502222 | MS strain plate 65x8mm 250mm long | No | NO | 24 | 1294.8 | 1527.86
5028055 | 116561 | 4459 | 3 | 895 | 1100063 | Agrawal Power Pvt.Ltd. |  | 20-279-110600-26-00001 | 6 | 2026-04-02 17:06 | 48520 | Turnkey- C Rajgarh | O&M Dn Jeerapur | RDSS | Revamped Distribution Sector Scheme | 2024-08-05 | 2024-06-11 19:41 | 2026-08-31 |  | 19338231.19 | 25336177.36 | Approved | PROJECT FOR THE FEEDER 33kv Dhamaniya jogi substaion @AND FEEDER ID 48520 | PROJECT FOR THE FEEDER 33kv Dhamaniya jogi substaion @AND FEEDER ID 48520 NSS-Damaniya Jogi Substation-Agrawal Power | Na | Na |  | NSS-Damaniya Jogi Substation-Agrawal Power | 2705142 | 4 | RDCZ-C-10.1 | RDCZ-C-10.1 | 2.00 | Number |  | 0 | Labor | 234195.64 | 341280.54 | M-0502222 | RDCZ-C-10.1LaborM-0502222 | MS strain plate 65x8mm 250mm long | No | NO | 24 | 0 | 0
5028055 | 116561 | 4459 | 3 | 895 | 1100064 | Agrawal Power Pvt.Ltd. |  | 20-279-110600-26-00001 | 6 | 2026-04-02 17:06 | 48520 | Turnkey- C Rajgarh | O&M Dn Jeerapur | RDSS | Revamped Distribution Sector Scheme | 2024-08-05 | 2024-06-11 19:41 | 2026-08-31 |  | 19338231.19 | 25336177.36 | Approved | PROJECT FOR THE FEEDER 33kv Dhamaniya jogi substaion @AND FEEDER ID 48520 | PROJECT FOR THE FEEDER 33kv Dhamaniya jogi substaion @AND FEEDER ID 48520 NSS-Damaniya Jogi Substation-Agrawal Power | Na | Na |  | NSS-Damaniya Jogi Substation-Agrawal Power | 2705142 | 4 | RDCZ-C-10.1 | RDCZ-C-10.1 | 2.00 | Number |  | 55120.04 | Supply | 234195.64 | 341280.54 | M-0502230 | RDCZ-C-10.1SupplyM-0502230 | Stay set complete without Stay wire 16 mm. (Painted) | No | NO | 12 | 6279.84 | 16485.78
5028055 | 116561 | 4459 | 3 | 895 | 1100065 | Agrawal Power Pvt.Ltd. |  | 20-279-110600-26-00001 | 6 | 2026-04-02 17:06 | 48520 | Turnkey- C Rajgarh | O&M Dn Jeerapur | RDSS | Revamped Distribution Sector Scheme | 2024-08-05 | 2024-06-11 19:41 | 2026-08-31 |  | 19338231.19 | 25336177.36 | Approved | PROJECT FOR THE FEEDER 33kv Dhamaniya jogi substaion @AND FEEDER ID 48520 | PROJECT FOR THE FEEDER 33kv Dhamaniya jogi substaion @AND FEEDER ID 48520 NSS-Damaniya Jogi Substation-Agrawal Power | Na | Na |  | NSS-Damaniya Jogi Substation-Agrawal Power | 2705142 | 4 | RDCZ-C-10.1 | RDCZ-C-10.1 | 2.00 | Number |  | 55120.04 | Labor | 234195.64 | 341280.54 | M-0502230 | RDCZ-C-10.1LaborM-0502230 | Stay set complete without Stay wire 16 mm. (Painted) | No | NO | 12 | 7691.16 | 7691.16
5028055 | 116561 | 4459 | 3 | 895 | 1100066 | Agrawal Power Pvt.Ltd. |  | 20-279-110600-26-00001 | 6 | 2026-04-02 17:06 | 48520 | Turnkey- C Rajgarh | O&M Dn Jeerapur | RDSS | Revamped Distribution Sector Scheme | 2024-08-05 | 2024-06-11 19:41 | 2026-08-31 |  | 19338231.19 | 25336177.36 | Approved | PROJECT FOR THE FEEDER 33kv Dhamaniya jogi substaion @AND FEEDER ID 48520 | PROJECT FOR THE FEEDER 33kv Dhamaniya jogi substaion @AND FEEDER ID 48520 NSS-Damaniya Jogi Substation-Agrawal Power | Na | Na |  | NSS-Damaniya Jogi Substation-Agrawal Power | 2705142 | 4 | RDCZ-C-10.1 | RDCZ-C-10.1 | 2.00 | Number |  | 30881.1 | Supply | 234195.64 | 341280.54 | M-0502395 | RDCZ-C-10.1SupplyM-0502395 | Horizontal &amp; Cross Bracing set of MS angle of 50X50X6 mm for 8 ft (2.4 mtr ) centre DP | Set | SET | 4 | 21346.92 | 30047.99
5028055 | 116561 | 4459 | 3 | 895 | 1100067 | Agrawal Power Pvt.Ltd. |  | 20-279-110600-26-00001 | 6 | 2026-04-02 17:06 | 48520 | Turnkey- C Rajgarh | O&M Dn Jeerapur | RDSS | Revamped Distribution Sector Scheme | 2024-08-05 | 2024-06-11 19:41 | 2026-08-31 |  | 19338231.19 | 25336177.36 | Approved | PROJECT FOR THE FEEDER 33kv Dhamaniya jogi substaion @AND FEEDER ID 48520 | PROJECT FOR THE FEEDER 33kv Dhamaniya jogi substaion @AND FEEDER ID 48520 NSS-Damaniya Jogi Substation-Agrawal Power | Na | Na |  | NSS-Damaniya Jogi Substation-Agrawal Power | 2705142 | 4 | RDCZ-C-10.1 | RDCZ-C-10.1 | 2.00 | Number |  | 30881.1 | Labor | 234195.64 | 341280.54 | M-0502395 | RDCZ-C-10.1LaborM-0502395 | Horizontal &amp; Cross Bracing set of MS angle of 50X50X6 mm for 8 ft (2.4 mtr ) centre DP | Set | SET | 4 | 4117.48 | 4117.48
5028055 | 116561 | 4459 | 3 | 895 | 1100068 | Agrawal Power Pvt.Ltd. |  | 20-279-110600-26-00001 | 6 | 2026-04-02 17:06 | 48520 | Turnkey- C Rajgarh | O&M Dn Jeerapur | RDSS | Revamped Distribution Sector Scheme | 2024-08-05 | 2024-06-11 19:41 | 2026-08-31 |  | 19338231.19 | 25336177.36 | Approved | PROJECT FOR THE FEEDER 33kv Dhamaniya jogi substaion @AND FEEDER ID 48520 | PROJECT FOR THE FEEDER 33kv Dhamaniya jogi substaion @AND FEEDER ID 48520 NSS-Damaniya Jogi Substation-Agrawal Power | Na | Na |  | NSS-Damaniya Jogi Substation-Agrawal Power | 2705142 | 4 | RDCZ-C-10.1 | RDCZ-C-10.1 | 2.00 | Number |  | 3754.8 | Supply | 234195.64 | 341280.54 | M-0502429 | RDCZ-C-10.1SupplyM-0502429 | Danger Boards Enamelled 11 KV | Ea | EA | 6 | 433.74 | 733.35
5028055 | 116561 | 4459 | 3 | 895 | 1100069 | Agrawal Power Pvt.Ltd. |  | 20-279-110600-26-00001 | 6 | 2026-04-02 17:06 | 48520 | Turnkey- C Rajgarh | O&M Dn Jeerapur | RDSS | Revamped Distribution Sector Scheme | 2024-08-05 | 2024-06-11 19:41 | 2026-08-31 |  | 19338231.19 | 25336177.36 | Approved | PROJECT FOR THE FEEDER 33kv Dhamaniya jogi substaion @AND FEEDER ID 48520 | PROJECT FOR THE FEEDER 33kv Dhamaniya jogi substaion @AND FEEDER ID 48520 NSS-Damaniya Jogi Substation-Agrawal Power | Na | Na |  | NSS-Damaniya Jogi Substation-Agrawal Power | 2705142 | 4 | RDCZ-C-10.1 | RDCZ-C-10.1 | 2.00 | Number |  | 3754.8 | Labor | 234195.64 | 341280.54 | M-0502429 | RDCZ-C-10.1LaborM-0502429 | Danger Boards Enamelled 11 KV | Ea | EA | 6 | 187.74 | 187.74
5028055 | 116561 | 4459 | 3 | 895 | 1100070 | Agrawal Power Pvt.Ltd. |  | 20-279-110600-26-00001 | 6 | 2026-04-02 17:06 | 48520 | Turnkey- C Rajgarh | O&M Dn Jeerapur | RDSS | Revamped Distribution Sector Scheme | 2024-08-05 | 2024-06-11 19:41 | 2026-08-31 |  | 19338231.19 | 25336177.36 | Approved | PROJECT FOR THE FEEDER 33kv Dhamaniya jogi substaion @AND FEEDER ID 48520 | PROJECT FOR THE FEEDER 33kv Dhamaniya jogi substaion @AND FEEDER ID 48520 NSS-Damaniya Jogi Substation-Agrawal Power | Na | Na |  | NSS-Damaniya Jogi Substation-Agrawal Power | 2705142 | 4 | RDCZ-C-10.1 | RDCZ-C-10.1 | 2.00 | Number |  | 0 | Supply | 234195.64 | 341280.54 | M-0601036 | RDCZ-C-10.1SupplyM-0601036 | Stay Insulators 90X65mm | Ea | EA | 12 | 207.12 | 244.4
5028055 | 116561 | 4459 | 3 | 895 | 1100071 | Agrawal Power Pvt.Ltd. |  | 20-279-110600-26-00001 | 6 | 2026-04-02 17:06 | 48520 | Turnkey- C Rajgarh | O&M Dn Jeerapur | RDSS | Revamped Distribution Sector Scheme | 2024-08-05 | 2024-06-11 19:41 | 2026-08-31 |  | 19338231.19 | 25336177.36 | Approved | PROJECT FOR THE FEEDER 33kv Dhamaniya jogi substaion @AND FEEDER ID 48520 | PROJECT FOR THE FEEDER 33kv Dhamaniya jogi substaion @AND FEEDER ID 48520 NSS-Damaniya Jogi Substation-Agrawal Power | Na | Na |  | NSS-Damaniya Jogi Substation-Agrawal Power | 2705142 | 4 | RDCZ-C-10.1 | RDCZ-C-10.1 | 2.00 | Number |  | 0 | Labor | 234195.64 | 341280.54 | M-0601036 | RDCZ-C-10.1LaborM-0601036 | Stay Insulators 90X65mm | Ea | EA | 12 | 0 | 0
5028055 | 116561 | 4459 | 3 | 895 | 1100072 | Agrawal Power Pvt.Ltd. |  | 20-279-110600-26-00001 | 6 | 2026-04-02 17:06 | 48520 | Turnkey- C Rajgarh | O&M Dn Jeerapur | RDSS | Revamped Distribution Sector Scheme | 2024-08-05 | 2024-06-11 19:41 | 2026-08-31 |  | 19338231.19 | 25336177.36 | Approved | PROJECT FOR THE FEEDER 33kv Dhamaniya jogi substaion @AND FEEDER ID 48520 | PROJECT FOR THE FEEDER 33kv Dhamaniya jogi substaion @AND FEEDER ID 48520 NSS-Damaniya Jogi Substation-Agrawal Power | Na | Na |  | NSS-Damaniya Jogi Substation-Agrawal Power | 2705142 | 4 | RDCZ-C-10.1 | RDCZ-C-10.1 | 2.00 | Number |  | 13758.75 | Supply | 234195.64 | 341280.54 | M-0602002 | RDCZ-C-10.1SupplyM-0602002 | 11 KV Pin Insulator Polymer Composit (5 KN) | No | NO | 12 | 1877.52 | 2735
5028055 | 116561 | 4459 | 3 | 895 | 1100073 | Agrawal Power Pvt.Ltd. |  | 20-279-110600-26-00001 | 6 | 2026-04-02 17:06 | 48520 | Turnkey- C Rajgarh | O&M Dn Jeerapur | RDSS | Revamped Distribution Sector Scheme | 2024-08-05 | 2024-06-11 19:41 | 2026-08-31 |  | 19338231.19 | 25336177.36 | Approved | PROJECT FOR THE FEEDER 33kv Dhamaniya jogi substaion @AND FEEDER ID 48520 | PROJECT FOR THE FEEDER 33kv Dhamaniya jogi substaion @AND FEEDER ID 48520 NSS-Damaniya Jogi Substation-Agrawal Power | Na | Na |  | NSS-Damaniya Jogi Substation-Agrawal Power | 2705142 | 4 | RDCZ-C-10.1 | RDCZ-C-10.1 | 2.00 | Number |  | 13758.75 | Labor | 234195.64 | 341280.54 | M-0602002 | RDCZ-C-10.1LaborM-0602002 | 11 KV Pin Insulator Polymer Composit (5 KN) | No | NO | 12 | 440.28 | 440.28
5028055 | 116561 | 4459 | 3 | 895 | 1100074 | Agrawal Power Pvt.Ltd. |  | 20-279-110600-26-00001 | 6 | 2026-04-02 17:06 | 48520 | Turnkey- C Rajgarh | O&M Dn Jeerapur | RDSS | Revamped Distribution Sector Scheme | 2024-08-05 | 2024-06-11 19:41 | 2026-08-31 |  | 19338231.19 | 25336177.36 | Approved | PROJECT FOR THE FEEDER 33kv Dhamaniya jogi substaion @AND FEEDER ID 48520 | PROJECT FOR THE FEEDER 33kv Dhamaniya jogi substaion @AND FEEDER ID 48520 NSS-Damaniya Jogi Substation-Agrawal Power | Na | Na |  | NSS-Damaniya Jogi Substation-Agrawal Power | 2705142 | 4 | RDCZ-C-10.1 | RDCZ-C-10.1 | 2.00 | Number |  | 28549.5 | Supply | 234195.64 | 341280.54 | M-0602007 | RDCZ-C-10.1SupplyM-0602007 | 11 KV(45KN) Composite Polymer Disc Insulators | Ea | EA | 12 | 1760.88 | 4002.89
5028055 | 116561 | 4459 | 3 | 895 | 1100075 | Agrawal Power Pvt.Ltd. |  | 20-279-110600-26-00001 | 6 | 2026-04-02 17:06 | 48520 | Turnkey- C Rajgarh | O&M Dn Jeerapur | RDSS | Revamped Distribution Sector Scheme | 2024-08-05 | 2024-06-11 19:41 | 2026-08-31 |  | 19338231.19 | 25336177.36 | Approved | PROJECT FOR THE FEEDER 33kv Dhamaniya jogi substaion @AND FEEDER ID 48520 | PROJECT FOR THE FEEDER 33kv Dhamaniya jogi substaion @AND FEEDER ID 48520 NSS-Damaniya Jogi Substation-Agrawal Power | Na | Na |  | NSS-Damaniya Jogi Substation-Agrawal Power | 2705142 | 4 | RDCZ-C-10.1 | RDCZ-C-10.1 | 2.00 | Number |  | 28549.5 | Labor | 234195.64 | 341280.54 | M-0602007 | RDCZ-C-10.1LaborM-0602007 | 11 KV(45KN) Composite Polymer Disc Insulators | Ea | EA | 12 | 1631.4 | 1631.4
5028055 | 116561 | 4459 | 3 | 895 | 1100076 | Agrawal Power Pvt.Ltd. |  | 20-279-110600-26-00001 | 6 | 2026-04-02 17:06 | 48520 | Turnkey- C Rajgarh | O&M Dn Jeerapur | RDSS | Revamped Distribution Sector Scheme | 2024-08-05 | 2024-06-11 19:41 | 2026-08-31 |  | 19338231.19 | 25336177.36 | Approved | PROJECT FOR THE FEEDER 33kv Dhamaniya jogi substaion @AND FEEDER ID 48520 | PROJECT FOR THE FEEDER 33kv Dhamaniya jogi substaion @AND FEEDER ID 48520 NSS-Damaniya Jogi Substation-Agrawal Power | Na | Na |  | NSS-Damaniya Jogi Substation-Agrawal Power | 2705142 | 4 | RDCZ-C-10.1 | RDCZ-C-10.1 | 2.00 | Number |  | 34959.63 | Labor | 234195.64 | 341280.54 | M-1214001 | RDCZ-C-10.1LaborM-1214001 | Red oxide paint | l | L | 1e-05 | 0 | 0
5028055 | 116561 | 4459 | 3 | 895 | 1100077 | Agrawal Power Pvt.Ltd. |  | 20-279-110600-26-00001 | 6 | 2026-04-02 17:06 | 48520 | Turnkey- C Rajgarh | O&M Dn Jeerapur | RDSS | Revamped Distribution Sector Scheme | 2024-08-05 | 2024-06-11 19:41 | 2026-08-31 |  | 19338231.19 | 25336177.36 | Approved | PROJECT FOR THE FEEDER 33kv Dhamaniya jogi substaion @AND FEEDER ID 48520 | PROJECT FOR THE FEEDER 33kv Dhamaniya jogi substaion @AND FEEDER ID 48520 NSS-Damaniya Jogi Substation-Agrawal Power | Na | Na |  | NSS-Damaniya Jogi Substation-Agrawal Power | 2705142 | 4 | RDCZ-C-10.1 | RDCZ-C-10.1 | 2.00 | Number |  | 34959.63 | Supply | 234195.64 | 341280.54 | M-1214001 | RDCZ-C-10.1SupplyM-1214001 | Red oxide paint | l | L | 1e-05 | 0 | 0
5028055 | 116561 | 4459 | 3 | 895 | 1100078 | Agrawal Power Pvt.Ltd. |  | 20-279-110600-26-00001 | 6 | 2026-04-02 17:06 | 48520 | Turnkey- C Rajgarh | O&M Dn Jeerapur | RDSS | Revamped Distribution Sector Scheme | 2024-08-05 | 2024-06-11 19:41 | 2026-08-31 |  | 19338231.19 | 25336177.36 | Approved | PROJECT FOR THE FEEDER 33kv Dhamaniya jogi substaion @AND FEEDER ID 48520 | PROJECT FOR THE FEEDER 33kv Dhamaniya jogi substaion @AND FEEDER ID 48520 NSS-Damaniya Jogi Substation-Agrawal Power | Na | Na |  | NSS-Damaniya Jogi Substation-Agrawal Power | 2705142 | 4 | RDCZ-C-10.1 | RDCZ-C-10.1 | 2.00 | Number |  | 24860.42 | Supply | 234195.64 | 341280.54 | M-1214002 | RDCZ-C-10.1SupplyM-1214002 | Aluminium paint | l | L | 1e-05 | 0 | 0
5028055 | 116561 | 4459 | 3 | 895 | 1100079 | Agrawal Power Pvt.Ltd. |  | 20-279-110600-26-00001 | 6 | 2026-04-02 17:06 | 48520 | Turnkey- C Rajgarh | O&M Dn Jeerapur | RDSS | Revamped Distribution Sector Scheme | 2024-08-05 | 2024-06-11 19:41 | 2026-08-31 |  | 19338231.19 | 25336177.36 | Approved | PROJECT FOR THE FEEDER 33kv Dhamaniya jogi substaion @AND FEEDER ID 48520 | PROJECT FOR THE FEEDER 33kv Dhamaniya jogi substaion @AND FEEDER ID 48520 NSS-Damaniya Jogi Substation-Agrawal Power | Na | Na |  | NSS-Damaniya Jogi Substation-Agrawal Power | 2705142 | 4 | RDCZ-C-10.1 | RDCZ-C-10.1 | 2.00 | Number |  | 24860.42 | Labor | 234195.64 | 341280.54 | M-1214002 | RDCZ-C-10.1LaborM-1214002 | Aluminium paint | l | L | 1e-05 | 0 | 0
5028055 | 116561 | 4459 | 3 | 895 | 1100080 | Agrawal Power Pvt.Ltd. |  | 20-279-110600-26-00001 | 6 | 2026-04-02 17:06 | 48520 | Turnkey- C Rajgarh | O&M Dn Jeerapur | RDSS | Revamped Distribution Sector Scheme | 2024-08-05 | 2024-06-11 19:41 | 2026-08-31 |  | 19338231.19 | 25336177.36 | Approved | PROJECT FOR THE FEEDER 33kv Dhamaniya jogi substaion @AND FEEDER ID 48520 | PROJECT FOR THE FEEDER 33kv Dhamaniya jogi substaion @AND FEEDER ID 48520 NSS-Damaniya Jogi Substation-Agrawal Power | Na | Na |  | NSS-Damaniya Jogi Substation-Agrawal Power | 2705142 | 4 | RDCZ-C-10.1 | RDCZ-C-10.1 | 2.00 | Number |  | 11692.05 | Supply | 234195.64 | 341280.54 | P-0001003 | RDCZ-C-10.1SupplyP-0001003 | Concreting of stay (16 mm / 12 mm) @ 0.2 Cmt. per stay | CMT | CMT | 2.4 | 11290.66 | 15248.09
5028055 | 116561 | 4459 | 3 | 895 | 1100081 | Agrawal Power Pvt.Ltd. |  | 20-279-110600-26-00001 | 6 | 2026-04-02 17:06 | 48520 | Turnkey- C Rajgarh | O&M Dn Jeerapur | RDSS | Revamped Distribution Sector Scheme | 2024-08-05 | 2024-06-11 19:41 | 2026-08-31 |  | 19338231.19 | 25336177.36 | Approved | PROJECT FOR THE FEEDER 33kv Dhamaniya jogi substaion @AND FEEDER ID 48520 | PROJECT FOR THE FEEDER 33kv Dhamaniya jogi substaion @AND FEEDER ID 48520 NSS-Damaniya Jogi Substation-Agrawal Power | Na | Na |  | NSS-Damaniya Jogi Substation-Agrawal Power | 2705142 | 4 | RDCZ-C-10.1 | RDCZ-C-10.1 | 2.00 | Number |  | 11692.05 | Labor | 234195.64 | 341280.54 | P-0001003 | RDCZ-C-10.1LaborP-0001003 | Concreting of stay (16 mm / 12 mm) @ 0.2 Cmt. per stay | CMT | CMT | 2.4 | 1631.45 | 1631.45
5028055 | 116561 | 4459 | 3 | 895 | 1100082 | Agrawal Power Pvt.Ltd. |  | 20-279-110600-26-00001 | 6 | 2026-04-02 17:06 | 48520 | Turnkey- C Rajgarh | O&M Dn Jeerapur | RDSS | Revamped Distribution Sector Scheme | 2024-08-05 | 2024-06-11 19:41 | 2026-08-31 |  | 19338231.19 | 25336177.36 | Approved | PROJECT FOR THE FEEDER 33kv Dhamaniya jogi substaion @AND FEEDER ID 48520 | PROJECT FOR THE FEEDER 33kv Dhamaniya jogi substaion @AND FEEDER ID 48520 NSS-Damaniya Jogi Substation-Agrawal Power | Na | Na |  | NSS-Damaniya Jogi Substation-Agrawal Power | 2705142 | 4 | RDCZ-C-10.1 | RDCZ-C-10.1 | 2.00 | Number |  | 26905.29 | Supply | 234195.64 | 341280.54 | P-0001037 | RDCZ-C-10.1SupplyP-0001037 | Concreting of structures &amp; foundation (1:3:6). | CMT | CMT | 2.16 | 10161.59 | 13723.27
5028055 | 116561 | 4459 | 3 | 895 | 1100083 | Agrawal Power Pvt.Ltd. |  | 20-279-110600-26-00001 | 6 | 2026-04-02 17:06 | 48520 | Turnkey- C Rajgarh | O&M Dn Jeerapur | RDSS | Revamped Distribution Sector Scheme | 2024-08-05 | 2024-06-11 19:41 | 2026-08-31 |  | 19338231.19 | 25336177.36 | Approved | PROJECT FOR THE FEEDER 33kv Dhamaniya jogi substaion @AND FEEDER ID 48520 | PROJECT FOR THE FEEDER 33kv Dhamaniya jogi substaion @AND FEEDER ID 48520 NSS-Damaniya Jogi Substation-Agrawal Power | Na | Na |  | NSS-Damaniya Jogi Substation-Agrawal Power | 2705142 | 4 | RDCZ-C-10.1 | RDCZ-C-10.1 | 2.00 | Number |  | 26905.29 | Labor | 234195.64 | 341280.54 | P-0001037 | RDCZ-C-10.1LaborP-0001037 | Concreting of structures &amp; foundation (1:3:6). | CMT | CMT | 2.16 | 1468.3 | 1468.3
5028055 | 116561 | 4459 | 3 | 895 | 1100084 | Agrawal Power Pvt.Ltd. |  | 20-279-110600-26-00001 | 6 | 2026-04-02 17:06 | 48520 | Turnkey- C Rajgarh | O&M Dn Jeerapur | RDSS | Revamped Distribution Sector Scheme | 2024-08-05 | 2024-06-11 19:41 | 2026-08-31 |  | 19338231.19 | 25336177.36 | Approved | PROJECT FOR THE FEEDER 33kv Dhamaniya jogi substaion @AND FEEDER ID 48520 | PROJECT FOR THE FEEDER 33kv Dhamaniya jogi substaion @AND FEEDER ID 48520 NSS-Damaniya Jogi Substation-Agrawal Power | Na | Na |  | NSS-Damaniya Jogi Substation-Agrawal Power | 2705142 | 4 | RDCZ-C-10.1 | RDCZ-C-10.1 | 2.00 | Number |  | 0 | Supply | 234195.64 | 341280.54 | P-0702056 | RDCZ-C-10.1SupplyP-0702056 | Stone Block/Pre cast block for base pedding(450X450X75MM) | No | NO | 6 | 1754.46 | 2070.26
5028055 | 116561 | 4459 | 3 | 895 | 1100085 | Agrawal Power Pvt.Ltd. |  | 20-279-110600-26-00001 | 6 | 2026-04-02 17:06 | 48520 | Turnkey- C Rajgarh | O&M Dn Jeerapur | RDSS | Revamped Distribution Sector Scheme | 2024-08-05 | 2024-06-11 19:41 | 2026-08-31 |  | 19338231.19 | 25336177.36 | Approved | PROJECT FOR THE FEEDER 33kv Dhamaniya jogi substaion @AND FEEDER ID 48520 | PROJECT FOR THE FEEDER 33kv Dhamaniya jogi substaion @AND FEEDER ID 48520 NSS-Damaniya Jogi Substation-Agrawal Power | Na | Na |  | NSS-Damaniya Jogi Substation-Agrawal Power | 2705142 | 4 | RDCZ-C-10.1 | RDCZ-C-10.1 | 2.00 | Number |  | 0 | Labor | 234195.64 | 341280.54 | P-0702056 | RDCZ-C-10.1LaborP-0702056 | Stone Block/Pre cast block for base pedding(450X450X75MM) | No | NO | 6 | 0 | 0
5028055 | 116561 | 4459 | 3 | 895 | 1100086 | Agrawal Power Pvt.Ltd. |  | 20-279-110600-26-00001 | 6 | 2026-04-02 17:06 | 48520 | Turnkey- C Rajgarh | O&M Dn Jeerapur | RDSS | Revamped Distribution Sector Scheme | 2024-08-05 | 2024-06-11 19:41 | 2026-08-31 |  | 19338231.19 | 25336177.36 | Approved | PROJECT FOR THE FEEDER 33kv Dhamaniya jogi substaion @AND FEEDER ID 48520 | PROJECT FOR THE FEEDER 33kv Dhamaniya jogi substaion @AND FEEDER ID 48520 NSS-Damaniya Jogi Substation-Agrawal Power | Na | Na |  | NSS-Damaniya Jogi Substation-Agrawal Power | 2705142 | 5 | RDCZ-C-15.3 | RDCZ-C-15.3 | 2.00 | Number |  | 25119.12 | Supply | 238455.16 | 324885.69 | M-0401011 | RDCZ-C-15.3SupplyM-0401011 | AAAC Dog conductor 0.10 sq. inch (100 sq.mm. Al.Eq.) | km | KILOMETER | 0.44 | 30554.13 | 42776.48
5028055 | 116561 | 4459 | 3 | 895 | 1100087 | Agrawal Power Pvt.Ltd. |  | 20-279-110600-26-00001 | 6 | 2026-04-02 17:06 | 48520 | Turnkey- C Rajgarh | O&M Dn Jeerapur | RDSS | Revamped Distribution Sector Scheme | 2024-08-05 | 2024-06-11 19:41 | 2026-08-31 |  | 19338231.19 | 25336177.36 | Approved | PROJECT FOR THE FEEDER 33kv Dhamaniya jogi substaion @AND FEEDER ID 48520 | PROJECT FOR THE FEEDER 33kv Dhamaniya jogi substaion @AND FEEDER ID 48520 NSS-Damaniya Jogi Substation-Agrawal Power | Na | Na |  | NSS-Damaniya Jogi Substation-Agrawal Power | 2705142 | 5 | RDCZ-C-15.3 | RDCZ-C-15.3 | 2.00 | Number |  | 25119.12 | Labor | 238455.16 | 324885.69 | M-0401011 | RDCZ-C-15.3LaborM-0401011 | AAAC Dog conductor 0.10 sq. inch (100 sq.mm. Al.Eq.) | km | KILOMETER | 0.44 | 5697.12 | 5697.12
5028055 | 116561 | 4459 | 3 | 895 | 1100088 | Agrawal Power Pvt.Ltd. |  | 20-279-110600-26-00001 | 6 | 2026-04-02 17:06 | 48520 | Turnkey- C Rajgarh | O&M Dn Jeerapur | RDSS | Revamped Distribution Sector Scheme | 2024-08-05 | 2024-06-11 19:41 | 2026-08-31 |  | 19338231.19 | 25336177.36 | Approved | PROJECT FOR THE FEEDER 33kv Dhamaniya jogi substaion @AND FEEDER ID 48520 | PROJECT FOR THE FEEDER 33kv Dhamaniya jogi substaion @AND FEEDER ID 48520 NSS-Damaniya Jogi Substation-Agrawal Power | Na | Na |  | NSS-Damaniya Jogi Substation-Agrawal Power | 2705142 | 5 | RDCZ-C-15.3 | RDCZ-C-15.3 | 2.00 | Number |  | 0 | Supply | 238455.16 | 324885.69 | M-0403005-R | RDCZ-C-15.3SupplyM-0403005-R | G.I. Wire 4.0 mm.(8 SWG)-RDSS | Kg | KG | 24 | 1824.96 | 2153.45
5028055 | 116561 | 4459 | 3 | 895 | 1100089 | Agrawal Power Pvt.Ltd. |  | 20-279-110600-26-00001 | 6 | 2026-04-02 17:06 | 48520 | Turnkey- C Rajgarh | O&M Dn Jeerapur | RDSS | Revamped Distribution Sector Scheme | 2024-08-05 | 2024-06-11 19:41 | 2026-08-31 |  | 19338231.19 | 25336177.36 | Approved | PROJECT FOR THE FEEDER 33kv Dhamaniya jogi substaion @AND FEEDER ID 48520 | PROJECT FOR THE FEEDER 33kv Dhamaniya jogi substaion @AND FEEDER ID 48520 NSS-Damaniya Jogi Substation-Agrawal Power | Na | Na |  | NSS-Damaniya Jogi Substation-Agrawal Power | 2705142 | 5 | RDCZ-C-15.3 | RDCZ-C-15.3 | 2.00 | Number |  | 0 | Labor | 238455.16 | 324885.69 | M-0403005-R | RDCZ-C-15.3LaborM-0403005-R | G.I. Wire 4.0 mm.(8 SWG)-RDSS | Kg | KG | 24 | 0 | 0
5028055 | 116561 | 4459 | 3 | 895 | 1100090 | Agrawal Power Pvt.Ltd. |  | 20-279-110600-26-00001 | 6 | 2026-04-02 17:06 | 48520 | Turnkey- C Rajgarh | O&M Dn Jeerapur | RDSS | Revamped Distribution Sector Scheme | 2024-08-05 | 2024-06-11 19:41 | 2026-08-31 |  | 19338231.19 | 25336177.36 | Approved | PROJECT FOR THE FEEDER 33kv Dhamaniya jogi substaion @AND FEEDER ID 48520 | PROJECT FOR THE FEEDER 33kv Dhamaniya jogi substaion @AND FEEDER ID 48520 NSS-Damaniya Jogi Substation-Agrawal Power | Na | Na |  | NSS-Damaniya Jogi Substation-Agrawal Power | 2705142 | 5 | RDCZ-C-15.3 | RDCZ-C-15.3 | 2.00 | Number |  | 0 | Supply | 238455.16 | 324885.69 | M-0403011 | RDCZ-C-15.3SupplyM-0403011 | G.I. WIRES 5.0 MM. (6 SWG) | Kg | KG | 50 | 3830.5 | 4519.99
5028055 | 116561 | 4459 | 3 | 895 | 1100091 | Agrawal Power Pvt.Ltd. |  | 20-279-110600-26-00001 | 6 | 2026-04-02 17:06 | 48520 | Turnkey- C Rajgarh | O&M Dn Jeerapur | RDSS | Revamped Distribution Sector Scheme | 2024-08-05 | 2024-06-11 19:41 | 2026-08-31 |  | 19338231.19 | 25336177.36 | Approved | PROJECT FOR THE FEEDER 33kv Dhamaniya jogi substaion @AND FEEDER ID 48520 | PROJECT FOR THE FEEDER 33kv Dhamaniya jogi substaion @AND FEEDER ID 48520 NSS-Damaniya Jogi Substation-Agrawal Power | Na | Na |  | NSS-Damaniya Jogi Substation-Agrawal Power | 2705142 | 5 | RDCZ-C-15.3 | RDCZ-C-15.3 | 2.00 | Number |  | 0 | Labor | 238455.16 | 324885.69 | M-0403011 | RDCZ-C-15.3LaborM-0403011 | G.I. WIRES 5.0 MM. (6 SWG) | Kg | KG | 50 | 0 | 0
5028055 | 116561 | 4459 | 3 | 895 | 1100092 | Agrawal Power Pvt.Ltd. |  | 20-279-110600-26-00001 | 6 | 2026-04-02 17:06 | 48520 | Turnkey- C Rajgarh | O&M Dn Jeerapur | RDSS | Revamped Distribution Sector Scheme | 2024-08-05 | 2024-06-11 19:41 | 2026-08-31 |  | 19338231.19 | 25336177.36 | Approved | PROJECT FOR THE FEEDER 33kv Dhamaniya jogi substaion @AND FEEDER ID 48520 | PROJECT FOR THE FEEDER 33kv Dhamaniya jogi substaion @AND FEEDER ID 48520 NSS-Damaniya Jogi Substation-Agrawal Power | Na | Na |  | NSS-Damaniya Jogi Substation-Agrawal Power | 2705142 | 5 | RDCZ-C-15.3 | RDCZ-C-15.3 | 2.00 | Number |  | 0 | Supply | 238455.16 | 324885.69 | M-0403014 | RDCZ-C-15.3SupplyM-0403014 | STAY GI WIRE 7/4.00 MM.(7/8 SWG) | Kg | KG | 40 | 2934.8 | 3463.06
5028055 | 116561 | 4459 | 3 | 895 | 1100093 | Agrawal Power Pvt.Ltd. |  | 20-279-110600-26-00001 | 6 | 2026-04-02 17:06 | 48520 | Turnkey- C Rajgarh | O&M Dn Jeerapur | RDSS | Revamped Distribution Sector Scheme | 2024-08-05 | 2024-06-11 19:41 | 2026-08-31 |  | 19338231.19 | 25336177.36 | Approved | PROJECT FOR THE FEEDER 33kv Dhamaniya jogi substaion @AND FEEDER ID 48520 | PROJECT FOR THE FEEDER 33kv Dhamaniya jogi substaion @AND FEEDER ID 48520 NSS-Damaniya Jogi Substation-Agrawal Power | Na | Na |  | NSS-Damaniya Jogi Substation-Agrawal Power | 2705142 | 5 | RDCZ-C-15.3 | RDCZ-C-15.3 | 2.00 | Number |  | 0 | Labor | 238455.16 | 324885.69 | M-0403014 | RDCZ-C-15.3LaborM-0403014 | STAY GI WIRE 7/4.00 MM.(7/8 SWG) | Kg | KG | 40 | 0 | 0
5028055 | 116561 | 4459 | 3 | 895 | 1100094 | Agrawal Power Pvt.Ltd. |  | 20-279-110600-26-00001 | 6 | 2026-04-02 17:06 | 48520 | Turnkey- C Rajgarh | O&M Dn Jeerapur | RDSS | Revamped Distribution Sector Scheme | 2024-08-05 | 2024-06-11 19:41 | 2026-08-31 |  | 19338231.19 | 25336177.36 | Approved | PROJECT FOR THE FEEDER 33kv Dhamaniya jogi substaion @AND FEEDER ID 48520 | PROJECT FOR THE FEEDER 33kv Dhamaniya jogi substaion @AND FEEDER ID 48520 NSS-Damaniya Jogi Substation-Agrawal Power | Na | Na |  | NSS-Damaniya Jogi Substation-Agrawal Power | 2705142 | 5 | RDCZ-C-15.3 | RDCZ-C-15.3 | 2.00 | Number |  | 5481.32 | Supply | 238455.16 | 324885.69 | M-0403016 | RDCZ-C-15.3SupplyM-0403016 | Anti climbing devices ( Barbed wire 2.24 mm dia, 14 SWG) | No | NUMBER | 4 | 1273.24 | 1706.14
5028055 | 116561 | 4459 | 3 | 895 | 1100095 | Agrawal Power Pvt.Ltd. |  | 20-279-110600-26-00001 | 6 | 2026-04-02 17:06 | 48520 | Turnkey- C Rajgarh | O&M Dn Jeerapur | RDSS | Revamped Distribution Sector Scheme | 2024-08-05 | 2024-06-11 19:41 | 2026-08-31 |  | 19338231.19 | 25336177.36 | Approved | PROJECT FOR THE FEEDER 33kv Dhamaniya jogi substaion @AND FEEDER ID 48520 | PROJECT FOR THE FEEDER 33kv Dhamaniya jogi substaion @AND FEEDER ID 48520 NSS-Damaniya Jogi Substation-Agrawal Power | Na | Na |  | NSS-Damaniya Jogi Substation-Agrawal Power | 2705142 | 5 | RDCZ-C-15.3 | RDCZ-C-15.3 | 2.00 | Number |  | 5481.32 | Labor | 238455.16 | 324885.69 | M-0403016 | RDCZ-C-15.3LaborM-0403016 | Anti climbing devices ( Barbed wire 2.24 mm dia, 14 SWG) | No | NUMBER | 4 | 172.64 | 172.64
5028055 | 116561 | 4459 | 3 | 895 | 1100096 | Agrawal Power Pvt.Ltd. |  | 20-279-110600-26-00001 | 6 | 2026-04-02 17:06 | 48520 | Turnkey- C Rajgarh | O&M Dn Jeerapur | RDSS | Revamped Distribution Sector Scheme | 2024-08-05 | 2024-06-11 19:41 | 2026-08-31 |  | 19338231.19 | 25336177.36 | Approved | PROJECT FOR THE FEEDER 33kv Dhamaniya jogi substaion @AND FEEDER ID 48520 | PROJECT FOR THE FEEDER 33kv Dhamaniya jogi substaion @AND FEEDER ID 48520 NSS-Damaniya Jogi Substation-Agrawal Power | Na | Na |  | NSS-Damaniya Jogi Substation-Agrawal Power | 2705142 | 5 | RDCZ-C-15.3 | RDCZ-C-15.3 | 2.00 | Number |  | 0 | Supply | 238455.16 | 324885.69 | M-0403096 | RDCZ-C-15.3SupplyM-0403096 | Earthing Coil of 115 Turns of 50 MM.Dia and 2.5 Mtr. Lead of 4.0 MM G.I Wire | No | NUMBER | 4 | 517.92 | 611.15
5028055 | 116561 | 4459 | 3 | 895 | 1100097 | Agrawal Power Pvt.Ltd. |  | 20-279-110600-26-00001 | 6 | 2026-04-02 17:06 | 48520 | Turnkey- C Rajgarh | O&M Dn Jeerapur | RDSS | Revamped Distribution Sector Scheme | 2024-08-05 | 2024-06-11 19:41 | 2026-08-31 |  | 19338231.19 | 25336177.36 | Approved | PROJECT FOR THE FEEDER 33kv Dhamaniya jogi substaion @AND FEEDER ID 48520 | PROJECT FOR THE FEEDER 33kv Dhamaniya jogi substaion @AND FEEDER ID 48520 NSS-Damaniya Jogi Substation-Agrawal Power | Na | Na |  | NSS-Damaniya Jogi Substation-Agrawal Power | 2705142 | 5 | RDCZ-C-15.3 | RDCZ-C-15.3 | 2.00 | Number |  | 0 | Labor | 238455.16 | 324885.69 | M-0403096 | RDCZ-C-15.3LaborM-0403096 | Earthing Coil of 115 Turns of 50 MM.Dia and 2.5 Mtr. Lead of 4.0 MM G.I Wire | No | NUMBER | 4 | 0 | 0
5028055 | 116561 | 4459 | 3 | 895 | 1100098 | Agrawal Power Pvt.Ltd. |  | 20-279-110600-26-00001 | 6 | 2026-04-02 17:06 | 48520 | Turnkey- C Rajgarh | O&M Dn Jeerapur | RDSS | Revamped Distribution Sector Scheme | 2024-08-05 | 2024-06-11 19:41 | 2026-08-31 |  | 19338231.19 | 25336177.36 | Approved | PROJECT FOR THE FEEDER 33kv Dhamaniya jogi substaion @AND FEEDER ID 48520 | PROJECT FOR THE FEEDER 33kv Dhamaniya jogi substaion @AND FEEDER ID 48520 NSS-Damaniya Jogi Substation-Agrawal Power | Na | Na |  | NSS-Damaniya Jogi Substation-Agrawal Power | 2705142 | 5 | RDCZ-C-15.3 | RDCZ-C-15.3 | 2.00 | Number |  | 0 | Labor | 238455.16 | 324885.69 | M-0403208 | RDCZ-C-15.3LaborM-0403208 | M.S.Nuts with Bolts | Kg | KG | 10 | 0 | 0
5028055 | 116561 | 4459 | 3 | 895 | 1100099 | Agrawal Power Pvt.Ltd. |  | 20-279-110600-26-00001 | 6 | 2026-04-02 17:06 | 48520 | Turnkey- C Rajgarh | O&M Dn Jeerapur | RDSS | Revamped Distribution Sector Scheme | 2024-08-05 | 2024-06-11 19:41 | 2026-08-31 |  | 19338231.19 | 25336177.36 | Approved | PROJECT FOR THE FEEDER 33kv Dhamaniya jogi substaion @AND FEEDER ID 48520 | PROJECT FOR THE FEEDER 33kv Dhamaniya jogi substaion @AND FEEDER ID 48520 NSS-Damaniya Jogi Substation-Agrawal Power | Na | Na |  | NSS-Damaniya Jogi Substation-Agrawal Power | 2705142 | 5 | RDCZ-C-15.3 | RDCZ-C-15.3 | 2.00 | Number |  | 0 | Supply | 238455.16 | 324885.69 | M-0403208 | RDCZ-C-15.3SupplyM-0403208 | M.S.Nuts with Bolts | Kg | KG | 10 | 852.4 | 1005.83
5028055 | 116561 | 4459 | 3 | 895 | 1100100 | Agrawal Power Pvt.Ltd. |  | 20-279-110600-26-00001 | 6 | 2026-04-02 17:06 | 48520 | Turnkey- C Rajgarh | O&M Dn Jeerapur | RDSS | Revamped Distribution Sector Scheme | 2024-08-05 | 2024-06-11 19:41 | 2026-08-31 |  | 19338231.19 | 25336177.36 | Approved | PROJECT FOR THE FEEDER 33kv Dhamaniya jogi substaion @AND FEEDER ID 48520 | PROJECT FOR THE FEEDER 33kv Dhamaniya jogi substaion @AND FEEDER ID 48520 NSS-Damaniya Jogi Substation-Agrawal Power | Na | Na |  | NSS-Damaniya Jogi Substation-Agrawal Power | 2705142 | 5 | RDCZ-C-15.3 | RDCZ-C-15.3 | 2.00 | Number |  | 5914.02 | Labor | 238455.16 | 324885.69 | M-0404231 | RDCZ-C-15.3LaborM-0404231 | Jointing Sleeves suitable for Dog (100Sq.mm.Al. Eq. ) AAAC conductor | Ea | EA | 20 | 5632.4 | 5632.4
5028055 | 116561 | 4459 | 3 | 895 | 1100101 | Agrawal Power Pvt.Ltd. |  | 20-279-110600-26-00001 | 6 | 2026-04-02 17:06 | 48520 | Turnkey- C Rajgarh | O&M Dn Jeerapur | RDSS | Revamped Distribution Sector Scheme | 2024-08-05 | 2024-06-11 19:41 | 2026-08-31 |  | 19338231.19 | 25336177.36 | Approved | PROJECT FOR THE FEEDER 33kv Dhamaniya jogi substaion @AND FEEDER ID 48520 | PROJECT FOR THE FEEDER 33kv Dhamaniya jogi substaion @AND FEEDER ID 48520 NSS-Damaniya Jogi Substation-Agrawal Power | Na | Na |  | NSS-Damaniya Jogi Substation-Agrawal Power | 2705142 | 5 | RDCZ-C-15.3 | RDCZ-C-15.3 | 2.00 | Number |  | 5914.02 | Supply | 238455.16 | 324885.69 | M-0404231 | RDCZ-C-15.3SupplyM-0404231 | Jointing Sleeves suitable for Dog (100Sq.mm.Al. Eq. ) AAAC conductor | Ea | EA | 20 | 3647 | 10949.69
5028055 | 116561 | 4459 | 3 | 895 | 1100102 | Agrawal Power Pvt.Ltd. |  | 20-279-110600-26-00001 | 6 | 2026-04-02 17:06 | 48520 | Turnkey- C Rajgarh | O&M Dn Jeerapur | RDSS | Revamped Distribution Sector Scheme | 2024-08-05 | 2024-06-11 19:41 | 2026-08-31 |  | 19338231.19 | 25336177.36 | Approved | PROJECT FOR THE FEEDER 33kv Dhamaniya jogi substaion @AND FEEDER ID 48520 | PROJECT FOR THE FEEDER 33kv Dhamaniya jogi substaion @AND FEEDER ID 48520 NSS-Damaniya Jogi Substation-Agrawal Power | Na | Na |  | NSS-Damaniya Jogi Substation-Agrawal Power | 2705142 | 5 | RDCZ-C-15.3 | RDCZ-C-15.3 | 2.00 | Number |  | 0 | Supply | 238455.16 | 324885.69 | M-0404370 | RDCZ-C-15.3SupplyM-0404370 | Aluminium Binding wire and tape | Kg | KG | 10 | 3733.3 | 4405.29
5028055 | 116561 | 4459 | 3 | 895 | 1100103 | Agrawal Power Pvt.Ltd. |  | 20-279-110600-26-00001 | 6 | 2026-04-02 17:06 | 48520 | Turnkey- C Rajgarh | O&M Dn Jeerapur | RDSS | Revamped Distribution Sector Scheme | 2024-08-05 | 2024-06-11 19:41 | 2026-08-31 |  | 19338231.19 | 25336177.36 | Approved | PROJECT FOR THE FEEDER 33kv Dhamaniya jogi substaion @AND FEEDER ID 48520 | PROJECT FOR THE FEEDER 33kv Dhamaniya jogi substaion @AND FEEDER ID 48520 NSS-Damaniya Jogi Substation-Agrawal Power | Na | Na |  | NSS-Damaniya Jogi Substation-Agrawal Power | 2705142 | 5 | RDCZ-C-15.3 | RDCZ-C-15.3 | 2.00 | Number |  | 0 | Labor | 238455.16 | 324885.69 | M-0404370 | RDCZ-C-15.3LaborM-0404370 | Aluminium Binding wire and tape | Kg | KG | 10 | 0 | 0
5028055 | 116561 | 4459 | 3 | 895 | 1100104 | Agrawal Power Pvt.Ltd. |  | 20-279-110600-26-00001 | 6 | 2026-04-02 17:06 | 48520 | Turnkey- C Rajgarh | O&M Dn Jeerapur | RDSS | Revamped Distribution Sector Scheme | 2024-08-05 | 2024-06-11 19:41 | 2026-08-31 |  | 19338231.19 | 25336177.36 | Approved | PROJECT FOR THE FEEDER 33kv Dhamaniya jogi substaion @AND FEEDER ID 48520 | PROJECT FOR THE FEEDER 33kv Dhamaniya jogi substaion @AND FEEDER ID 48520 NSS-Damaniya Jogi Substation-Agrawal Power | Na | Na |  | NSS-Damaniya Jogi Substation-Agrawal Power | 2705142 | 5 | RDCZ-C-15.3 | RDCZ-C-15.3 | 2.00 | Number |  | 11946.68 | Supply | 238455.16 | 324885.69 | M-0501066 | RDCZ-C-15.3SupplyM-0501066 | H-Beams 152 X 152 mm., 37.1 Kg./Mtr.-13 mtr. Long = 482.3 kg | No | NO | 4 | 134072.24 | 172302.33
5028055 | 116561 | 4459 | 3 | 895 | 1100105 | Agrawal Power Pvt.Ltd. |  | 20-279-110600-26-00001 | 6 | 2026-04-02 17:06 | 48520 | Turnkey- C Rajgarh | O&M Dn Jeerapur | RDSS | Revamped Distribution Sector Scheme | 2024-08-05 | 2024-06-11 19:41 | 2026-08-31 |  | 19338231.19 | 25336177.36 | Approved | PROJECT FOR THE FEEDER 33kv Dhamaniya jogi substaion @AND FEEDER ID 48520 | PROJECT FOR THE FEEDER 33kv Dhamaniya jogi substaion @AND FEEDER ID 48520 NSS-Damaniya Jogi Substation-Agrawal Power | Na | Na |  | NSS-Damaniya Jogi Substation-Agrawal Power | 2705142 | 5 | RDCZ-C-15.3 | RDCZ-C-15.3 | 2.00 | Number |  | 11946.68 | Labor | 238455.16 | 324885.69 | M-0501066 | RDCZ-C-15.3LaborM-0501066 | H-Beams 152 X 152 mm., 37.1 Kg./Mtr.-13 mtr. Long = 482.3 kg | No | NO | 4 | 11946.68 | 11946.68
5028055 | 116561 | 4459 | 3 | 895 | 1100106 | Agrawal Power Pvt.Ltd. |  | 20-279-110600-26-00001 | 6 | 2026-04-02 17:06 | 48520 | Turnkey- C Rajgarh | O&M Dn Jeerapur | RDSS | Revamped Distribution Sector Scheme | 2024-08-05 | 2024-06-11 19:41 | 2026-08-31 |  | 19338231.19 | 25336177.36 | Approved | PROJECT FOR THE FEEDER 33kv Dhamaniya jogi substaion @AND FEEDER ID 48520 | PROJECT FOR THE FEEDER 33kv Dhamaniya jogi substaion @AND FEEDER ID 48520 NSS-Damaniya Jogi Substation-Agrawal Power | Na | Na |  | NSS-Damaniya Jogi Substation-Agrawal Power | 2705142 | 5 | RDCZ-C-15.3 | RDCZ-C-15.3 | 2.00 | Number |  | 1165.32 | Supply | 238455.16 | 324885.69 | M-0502013 | RDCZ-C-15.3SupplyM-0502013 | 11 KV Bridling cross arms 65x65x6mm | No | NO | 4 | 6310 | 8820.88
5028055 | 116561 | 4459 | 3 | 895 | 1100107 | Agrawal Power Pvt.Ltd. |  | 20-279-110600-26-00001 | 6 | 2026-04-02 17:06 | 48520 | Turnkey- C Rajgarh | O&M Dn Jeerapur | RDSS | Revamped Distribution Sector Scheme | 2024-08-05 | 2024-06-11 19:41 | 2026-08-31 |  | 19338231.19 | 25336177.36 | Approved | PROJECT FOR THE FEEDER 33kv Dhamaniya jogi substaion @AND FEEDER ID 48520 | PROJECT FOR THE FEEDER 33kv Dhamaniya jogi substaion @AND FEEDER ID 48520 NSS-Damaniya Jogi Substation-Agrawal Power | Na | Na |  | NSS-Damaniya Jogi Substation-Agrawal Power | 2705142 | 5 | RDCZ-C-15.3 | RDCZ-C-15.3 | 2.00 | Number |  | 1165.32 | Labor | 238455.16 | 324885.69 | M-0502013 | RDCZ-C-15.3LaborM-0502013 | 11 KV Bridling cross arms 65x65x6mm | No | NO | 4 | 1165.32 | 1165.32
5028055 | 116561 | 4459 | 3 | 895 | 1100108 | Agrawal Power Pvt.Ltd. |  | 20-279-110600-26-00001 | 6 | 2026-04-02 17:06 | 48520 | Turnkey- C Rajgarh | O&M Dn Jeerapur | RDSS | Revamped Distribution Sector Scheme | 2024-08-05 | 2024-06-11 19:41 | 2026-08-31 |  | 19338231.19 | 25336177.36 | Approved | PROJECT FOR THE FEEDER 33kv Dhamaniya jogi substaion @AND FEEDER ID 48520 | PROJECT FOR THE FEEDER 33kv Dhamaniya jogi substaion @AND FEEDER ID 48520 NSS-Damaniya Jogi Substation-Agrawal Power | Na | Na |  | NSS-Damaniya Jogi Substation-Agrawal Power | 2705142 | 5 | RDCZ-C-15.3 | RDCZ-C-15.3 | 2.00 | Number |  | 0 | Supply | 238455.16 | 324885.69 | M-0502019 | RDCZ-C-15.3SupplyM-0502019 | Back Clamps for H-Beam of MS Flat 65x8mm (Each weight 1.92 Kg) | No | NO | 12 | 1916.28 | 2261.21
5028055 | 116561 | 4459 | 3 | 895 | 1100109 | Agrawal Power Pvt.Ltd. |  | 20-279-110600-26-00001 | 6 | 2026-04-02 17:06 | 48520 | Turnkey- C Rajgarh | O&M Dn Jeerapur | RDSS | Revamped Distribution Sector Scheme | 2024-08-05 | 2024-06-11 19:41 | 2026-08-31 |  | 19338231.19 | 25336177.36 | Approved | PROJECT FOR THE FEEDER 33kv Dhamaniya jogi substaion @AND FEEDER ID 48520 | PROJECT FOR THE FEEDER 33kv Dhamaniya jogi substaion @AND FEEDER ID 48520 NSS-Damaniya Jogi Substation-Agrawal Power | Na | Na |  | NSS-Damaniya Jogi Substation-Agrawal Power | 2705142 | 5 | RDCZ-C-15.3 | RDCZ-C-15.3 | 2.00 | Number |  | 0 | Labor | 238455.16 | 324885.69 | M-0502019 | RDCZ-C-15.3LaborM-0502019 | Back Clamps for H-Beam of MS Flat 65x8mm (Each weight 1.92 Kg) | No | NO | 12 | 0 | 0
5028055 | 116561 | 4459 | 3 | 895 | 1100110 | Agrawal Power Pvt.Ltd. |  | 20-279-110600-26-00001 | 6 | 2026-04-02 17:06 | 48520 | Turnkey- C Rajgarh | O&M Dn Jeerapur | RDSS | Revamped Distribution Sector Scheme | 2024-08-05 | 2024-06-11 19:41 | 2026-08-31 |  | 19338231.19 | 25336177.36 | Approved | PROJECT FOR THE FEEDER 33kv Dhamaniya jogi substaion @AND FEEDER ID 48520 | PROJECT FOR THE FEEDER 33kv Dhamaniya jogi substaion @AND FEEDER ID 48520 NSS-Damaniya Jogi Substation-Agrawal Power | Na | Na |  | NSS-Damaniya Jogi Substation-Agrawal Power | 2705142 | 5 | RDCZ-C-15.3 | RDCZ-C-15.3 | 2.00 | Number |  | 0 | Supply | 238455.16 | 324885.69 | M-0502070 | RDCZ-C-15.3SupplyM-0502070 | 11 KV Bridling top clamps 65x65x6mm | No | NO | 4 | 1994 | 2352.92
5028055 | 116561 | 4459 | 3 | 895 | 1100111 | Agrawal Power Pvt.Ltd. |  | 20-279-110600-26-00001 | 6 | 2026-04-02 17:06 | 48520 | Turnkey- C Rajgarh | O&M Dn Jeerapur | RDSS | Revamped Distribution Sector Scheme | 2024-08-05 | 2024-06-11 19:41 | 2026-08-31 |  | 19338231.19 | 25336177.36 | Approved | PROJECT FOR THE FEEDER 33kv Dhamaniya jogi substaion @AND FEEDER ID 48520 | PROJECT FOR THE FEEDER 33kv Dhamaniya jogi substaion @AND FEEDER ID 48520 NSS-Damaniya Jogi Substation-Agrawal Power | Na | Na |  | NSS-Damaniya Jogi Substation-Agrawal Power | 2705142 | 5 | RDCZ-C-15.3 | RDCZ-C-15.3 | 2.00 | Number |  | 0 | Labor | 238455.16 | 324885.69 | M-0502070 | RDCZ-C-15.3LaborM-0502070 | 11 KV Bridling top clamps 65x65x6mm | No | NO | 4 | 0 | 0
5028055 | 116561 | 4459 | 3 | 895 | 1100112 | Agrawal Power Pvt.Ltd. |  | 20-279-110600-26-00001 | 6 | 2026-04-02 17:06 | 48520 | Turnkey- C Rajgarh | O&M Dn Jeerapur | RDSS | Revamped Distribution Sector Scheme | 2024-08-05 | 2024-06-11 19:41 | 2026-08-31 |  | 19338231.19 | 25336177.36 | Approved | PROJECT FOR THE FEEDER 33kv Dhamaniya jogi substaion @AND FEEDER ID 48520 | PROJECT FOR THE FEEDER 33kv Dhamaniya jogi substaion @AND FEEDER ID 48520 NSS-Damaniya Jogi Substation-Agrawal Power | Na | Na |  | NSS-Damaniya Jogi Substation-Agrawal Power | 2705142 | 5 | RDCZ-C-15.3 | RDCZ-C-15.3 | 2.00 | Number |  | 29949.75 | Supply | 238455.16 | 324885.69 | M-0502231 | RDCZ-C-15.3SupplyM-0502231 | Stay set 20 mm. complete without Stay wire (Painted) | No | NO | 4 | 3763.56 | 7888.87
5028055 | 116561 | 4459 | 3 | 895 | 1100113 | Agrawal Power Pvt.Ltd. |  | 20-279-110600-26-00001 | 6 | 2026-04-02 17:06 | 48520 | Turnkey- C Rajgarh | O&M Dn Jeerapur | RDSS | Revamped Distribution Sector Scheme | 2024-08-05 | 2024-06-11 19:41 | 2026-08-31 |  | 19338231.19 | 25336177.36 | Approved | PROJECT FOR THE FEEDER 33kv Dhamaniya jogi substaion @AND FEEDER ID 48520 | PROJECT FOR THE FEEDER 33kv Dhamaniya jogi substaion @AND FEEDER ID 48520 NSS-Damaniya Jogi Substation-Agrawal Power | Na | Na |  | NSS-Damaniya Jogi Substation-Agrawal Power | 2705142 | 5 | RDCZ-C-15.3 | RDCZ-C-15.3 | 2.00 | Number |  | 29949.75 | Labor | 238455.16 | 324885.69 | M-0502231 | RDCZ-C-15.3LaborM-0502231 | Stay set 20 mm. complete without Stay wire (Painted) | No | NO | 4 | 2921.92 | 2921.92
5028055 | 116561 | 4459 | 3 | 895 | 1100114 | Agrawal Power Pvt.Ltd. |  | 20-279-110600-26-00001 | 6 | 2026-04-02 17:06 | 48520 | Turnkey- C Rajgarh | O&M Dn Jeerapur | RDSS | Revamped Distribution Sector Scheme | 2024-08-05 | 2024-06-11 19:41 | 2026-08-31 |  | 19338231.19 | 25336177.36 | Approved | PROJECT FOR THE FEEDER 33kv Dhamaniya jogi substaion @AND FEEDER ID 48520 | PROJECT FOR THE FEEDER 33kv Dhamaniya jogi substaion @AND FEEDER ID 48520 NSS-Damaniya Jogi Substation-Agrawal Power | Na | Na |  | NSS-Damaniya Jogi Substation-Agrawal Power | 2705142 | 5 | RDCZ-C-15.3 | RDCZ-C-15.3 | 2.00 | Number |  | 0 | Supply | 238455.16 | 324885.69 | M-0502261 | RDCZ-C-15.3SupplyM-0502261 | Clamp 65X8 mm Flat of MS Flat for H-Beam ( Each weight 3.2 kg) | PR | PAIRS | 4 | 1061.72 | 1252.83
5028055 | 116561 | 4459 | 3 | 895 | 1100115 | Agrawal Power Pvt.Ltd. |  | 20-279-110600-26-00001 | 6 | 2026-04-02 17:06 | 48520 | Turnkey- C Rajgarh | O&M Dn Jeerapur | RDSS | Revamped Distribution Sector Scheme | 2024-08-05 | 2024-06-11 19:41 | 2026-08-31 |  | 19338231.19 | 25336177.36 | Approved | PROJECT FOR THE FEEDER 33kv Dhamaniya jogi substaion @AND FEEDER ID 48520 | PROJECT FOR THE FEEDER 33kv Dhamaniya jogi substaion @AND FEEDER ID 48520 NSS-Damaniya Jogi Substation-Agrawal Power | Na | Na |  | NSS-Damaniya Jogi Substation-Agrawal Power | 2705142 | 5 | RDCZ-C-15.3 | RDCZ-C-15.3 | 2.00 | Number |  | 0 | Labor | 238455.16 | 324885.69 | M-0502261 | RDCZ-C-15.3LaborM-0502261 | Clamp 65X8 mm Flat of MS Flat for H-Beam ( Each weight 3.2 kg) | PR | PAIRS | 4 | 0 | 0
5028055 | 116561 | 4459 | 3 | 895 | 1100116 | Agrawal Power Pvt.Ltd. |  | 20-279-110600-26-00001 | 6 | 2026-04-02 17:06 | 48520 | Turnkey- C Rajgarh | O&M Dn Jeerapur | RDSS | Revamped Distribution Sector Scheme | 2024-08-05 | 2024-06-11 19:41 | 2026-08-31 |  | 19338231.19 | 25336177.36 | Approved | PROJECT FOR THE FEEDER 33kv Dhamaniya jogi substaion @AND FEEDER ID 48520 | PROJECT FOR THE FEEDER 33kv Dhamaniya jogi substaion @AND FEEDER ID 48520 NSS-Damaniya Jogi Substation-Agrawal Power | Na | Na |  | NSS-Damaniya Jogi Substation-Agrawal Power | 2705142 | 5 | RDCZ-C-15.3 | RDCZ-C-15.3 | 2.00 | Number |  | 0 | Supply | 238455.16 | 324885.69 | M-0502277 | RDCZ-C-15.3SupplyM-0502277 | I. Bolts 20 mm | No | NO | 8 | 569.68 | 672.22
5028055 | 116561 | 4459 | 3 | 895 | 1100117 | Agrawal Power Pvt.Ltd. |  | 20-279-110600-26-00001 | 6 | 2026-04-02 17:06 | 48520 | Turnkey- C Rajgarh | O&M Dn Jeerapur | RDSS | Revamped Distribution Sector Scheme | 2024-08-05 | 2024-06-11 19:41 | 2026-08-31 |  | 19338231.19 | 25336177.36 | Approved | PROJECT FOR THE FEEDER 33kv Dhamaniya jogi substaion @AND FEEDER ID 48520 | PROJECT FOR THE FEEDER 33kv Dhamaniya jogi substaion @AND FEEDER ID 48520 NSS-Damaniya Jogi Substation-Agrawal Power | Na | Na |  | NSS-Damaniya Jogi Substation-Agrawal Power | 2705142 | 5 | RDCZ-C-15.3 | RDCZ-C-15.3 | 2.00 | Number |  | 0 | Labor | 238455.16 | 324885.69 | M-0502277 | RDCZ-C-15.3LaborM-0502277 | I. Bolts 20 mm | No | NO | 8 | 0 | 0
5028055 | 116561 | 4459 | 3 | 895 | 1100118 | Agrawal Power Pvt.Ltd. |  | 20-279-110600-26-00001 | 6 | 2026-04-02 17:06 | 48520 | Turnkey- C Rajgarh | O&M Dn Jeerapur | RDSS | Revamped Distribution Sector Scheme | 2024-08-05 | 2024-06-11 19:41 | 2026-08-31 |  | 19338231.19 | 25336177.36 | Approved | PROJECT FOR THE FEEDER 33kv Dhamaniya jogi substaion @AND FEEDER ID 48520 | PROJECT FOR THE FEEDER 33kv Dhamaniya jogi substaion @AND FEEDER ID 48520 NSS-Damaniya Jogi Substation-Agrawal Power | Na | Na |  | NSS-Damaniya Jogi Substation-Agrawal Power | 2705142 | 5 | RDCZ-C-15.3 | RDCZ-C-15.3 | 2.00 | Number |  | 1894.72 | Supply | 238455.16 | 324885.69 | M-0502383 | RDCZ-C-15.3SupplyM-0502383 | 33 KV Guarding channel 75x40x6 mm | Set | SET | 4 | 15024 | 19964.09
5028055 | 116561 | 4459 | 3 | 895 | 1100119 | Agrawal Power Pvt.Ltd. |  | 20-279-110600-26-00001 | 6 | 2026-04-02 17:06 | 48520 | Turnkey- C Rajgarh | O&M Dn Jeerapur | RDSS | Revamped Distribution Sector Scheme | 2024-08-05 | 2024-06-11 19:41 | 2026-08-31 |  | 19338231.19 | 25336177.36 | Approved | PROJECT FOR THE FEEDER 33kv Dhamaniya jogi substaion @AND FEEDER ID 48520 | PROJECT FOR THE FEEDER 33kv Dhamaniya jogi substaion @AND FEEDER ID 48520 NSS-Damaniya Jogi Substation-Agrawal Power | Na | Na |  | NSS-Damaniya Jogi Substation-Agrawal Power | 2705142 | 5 | RDCZ-C-15.3 | RDCZ-C-15.3 | 2.00 | Number |  | 1894.72 | Labor | 238455.16 | 324885.69 | M-0502383 | RDCZ-C-15.3LaborM-0502383 | 33 KV Guarding channel 75x40x6 mm | Set | SET | 4 | 1894.72 | 1894.72
5028055 | 116561 | 4459 | 3 | 895 | 1100120 | Agrawal Power Pvt.Ltd. |  | 20-279-110600-26-00001 | 6 | 2026-04-02 17:06 | 48520 | Turnkey- C Rajgarh | O&M Dn Jeerapur | RDSS | Revamped Distribution Sector Scheme | 2024-08-05 | 2024-06-11 19:41 | 2026-08-31 |  | 19338231.19 | 25336177.36 | Approved | PROJECT FOR THE FEEDER 33kv Dhamaniya jogi substaion @AND FEEDER ID 48520 | PROJECT FOR THE FEEDER 33kv Dhamaniya jogi substaion @AND FEEDER ID 48520 NSS-Damaniya Jogi Substation-Agrawal Power | Na | Na |  | NSS-Damaniya Jogi Substation-Agrawal Power | 2705142 | 5 | RDCZ-C-15.3 | RDCZ-C-15.3 | 2.00 | Number |  | 3754.8 | Supply | 238455.16 | 324885.69 | M-0502429 | RDCZ-C-15.3SupplyM-0502429 | Danger Boards Enamelled 11 KV | Ea | EA | 4 | 289.16 | 488.9
5028055 | 116561 | 4459 | 3 | 895 | 1100121 | Agrawal Power Pvt.Ltd. |  | 20-279-110600-26-00001 | 6 | 2026-04-02 17:06 | 48520 | Turnkey- C Rajgarh | O&M Dn Jeerapur | RDSS | Revamped Distribution Sector Scheme | 2024-08-05 | 2024-06-11 19:41 | 2026-08-31 |  | 19338231.19 | 25336177.36 | Approved | PROJECT FOR THE FEEDER 33kv Dhamaniya jogi substaion @AND FEEDER ID 48520 | PROJECT FOR THE FEEDER 33kv Dhamaniya jogi substaion @AND FEEDER ID 48520 NSS-Damaniya Jogi Substation-Agrawal Power | Na | Na |  | NSS-Damaniya Jogi Substation-Agrawal Power | 2705142 | 5 | RDCZ-C-15.3 | RDCZ-C-15.3 | 2.00 | Number |  | 3754.8 | Labor | 238455.16 | 324885.69 | M-0502429 | RDCZ-C-15.3LaborM-0502429 | Danger Boards Enamelled 11 KV | Ea | EA | 4 | 125.16 | 125.16
5028055 | 116561 | 4459 | 3 | 895 | 1100122 | Agrawal Power Pvt.Ltd. |  | 20-279-110600-26-00001 | 6 | 2026-04-02 17:06 | 48520 | Turnkey- C Rajgarh | O&M Dn Jeerapur | RDSS | Revamped Distribution Sector Scheme | 2024-08-05 | 2024-06-11 19:41 | 2026-08-31 |  | 19338231.19 | 25336177.36 | Approved | PROJECT FOR THE FEEDER 33kv Dhamaniya jogi substaion @AND FEEDER ID 48520 | PROJECT FOR THE FEEDER 33kv Dhamaniya jogi substaion @AND FEEDER ID 48520 NSS-Damaniya Jogi Substation-Agrawal Power | Na | Na |  | NSS-Damaniya Jogi Substation-Agrawal Power | 2705142 | 5 | RDCZ-C-15.3 | RDCZ-C-15.3 | 2.00 | Number |  | 13758.75 | Supply | 238455.16 | 324885.69 | M-0602002 | RDCZ-C-15.3SupplyM-0602002 | 11 KV Pin Insulator Polymer Composit (5 KN) | No | NO | 24 | 3755.04 | 5470.01
5028055 | 116561 | 4459 | 3 | 895 | 1100123 | Agrawal Power Pvt.Ltd. |  | 20-279-110600-26-00001 | 6 | 2026-04-02 17:06 | 48520 | Turnkey- C Rajgarh | O&M Dn Jeerapur | RDSS | Revamped Distribution Sector Scheme | 2024-08-05 | 2024-06-11 19:41 | 2026-08-31 |  | 19338231.19 | 25336177.36 | Approved | PROJECT FOR THE FEEDER 33kv Dhamaniya jogi substaion @AND FEEDER ID 48520 | PROJECT FOR THE FEEDER 33kv Dhamaniya jogi substaion @AND FEEDER ID 48520 NSS-Damaniya Jogi Substation-Agrawal Power | Na | Na |  | NSS-Damaniya Jogi Substation-Agrawal Power | 2705142 | 5 | RDCZ-C-15.3 | RDCZ-C-15.3 | 2.00 | Number |  | 13758.75 | Labor | 238455.16 | 324885.69 | M-0602002 | RDCZ-C-15.3LaborM-0602002 | 11 KV Pin Insulator Polymer Composit (5 KN) | No | NO | 24 | 880.56 | 880.56
5028055 | 116561 | 4459 | 3 | 895 | 1100124 | Agrawal Power Pvt.Ltd. |  | 20-279-110600-26-00001 | 6 | 2026-04-02 17:06 | 48520 | Turnkey- C Rajgarh | O&M Dn Jeerapur | RDSS | Revamped Distribution Sector Scheme | 2024-08-05 | 2024-06-11 19:41 | 2026-08-31 |  | 19338231.19 | 25336177.36 | Approved | PROJECT FOR THE FEEDER 33kv Dhamaniya jogi substaion @AND FEEDER ID 48520 | PROJECT FOR THE FEEDER 33kv Dhamaniya jogi substaion @AND FEEDER ID 48520 NSS-Damaniya Jogi Substation-Agrawal Power | Na | Na |  | NSS-Damaniya Jogi Substation-Agrawal Power | 2705142 | 5 | RDCZ-C-15.3 | RDCZ-C-15.3 | 2.00 | Number |  | 34959.63 | Labor | 238455.16 | 324885.69 | M-1214001 | RDCZ-C-15.3LaborM-1214001 | Red oxide paint | l | L | 8 | 2330.64 | 2330.64
5028055 | 116561 | 4459 | 3 | 895 | 1100125 | Agrawal Power Pvt.Ltd. |  | 20-279-110600-26-00001 | 6 | 2026-04-02 17:06 | 48520 | Turnkey- C Rajgarh | O&M Dn Jeerapur | RDSS | Revamped Distribution Sector Scheme | 2024-08-05 | 2024-06-11 19:41 | 2026-08-31 |  | 19338231.19 | 25336177.36 | Approved | PROJECT FOR THE FEEDER 33kv Dhamaniya jogi substaion @AND FEEDER ID 48520 | PROJECT FOR THE FEEDER 33kv Dhamaniya jogi substaion @AND FEEDER ID 48520 NSS-Damaniya Jogi Substation-Agrawal Power | Na | Na |  | NSS-Damaniya Jogi Substation-Agrawal Power | 2705142 | 5 | RDCZ-C-15.3 | RDCZ-C-15.3 | 2.00 | Number |  | 34959.63 | Supply | 238455.16 | 324885.69 | M-1214001 | RDCZ-C-15.3SupplyM-1214001 | Red oxide paint | l | L | 8 | 776.88 | 3666.87
5028055 | 116561 | 4459 | 3 | 895 | 1100126 | Agrawal Power Pvt.Ltd. |  | 20-279-110600-26-00001 | 6 | 2026-04-02 17:06 | 48520 | Turnkey- C Rajgarh | O&M Dn Jeerapur | RDSS | Revamped Distribution Sector Scheme | 2024-08-05 | 2024-06-11 19:41 | 2026-08-31 |  | 19338231.19 | 25336177.36 | Approved | PROJECT FOR THE FEEDER 33kv Dhamaniya jogi substaion @AND FEEDER ID 48520 | PROJECT FOR THE FEEDER 33kv Dhamaniya jogi substaion @AND FEEDER ID 48520 NSS-Damaniya Jogi Substation-Agrawal Power | Na | Na |  | NSS-Damaniya Jogi Substation-Agrawal Power | 2705142 | 5 | RDCZ-C-15.3 | RDCZ-C-15.3 | 2.00 | Number |  | 24860.42 | Supply | 238455.16 | 324885.69 | M-1214002 | RDCZ-C-15.3SupplyM-1214002 | Aluminium paint | l | L | 8 | 1648.72 | 3901.17
5028055 | 116561 | 4459 | 3 | 895 | 1100127 | Agrawal Power Pvt.Ltd. |  | 20-279-110600-26-00001 | 6 | 2026-04-02 17:06 | 48520 | Turnkey- C Rajgarh | O&M Dn Jeerapur | RDSS | Revamped Distribution Sector Scheme | 2024-08-05 | 2024-06-11 19:41 | 2026-08-31 |  | 19338231.19 | 25336177.36 | Approved | PROJECT FOR THE FEEDER 33kv Dhamaniya jogi substaion @AND FEEDER ID 48520 | PROJECT FOR THE FEEDER 33kv Dhamaniya jogi substaion @AND FEEDER ID 48520 NSS-Damaniya Jogi Substation-Agrawal Power | Na | Na |  | NSS-Damaniya Jogi Substation-Agrawal Power | 2705142 | 5 | RDCZ-C-15.3 | RDCZ-C-15.3 | 2.00 | Number |  | 24860.42 | Labor | 238455.16 | 324885.69 | M-1214002 | RDCZ-C-15.3LaborM-1214002 | Aluminium paint | l | L | 8 | 1657.36 | 1657.36
5028055 | 116561 | 4459 | 3 | 895 | 1100128 | Agrawal Power Pvt.Ltd. |  | 20-279-110600-26-00001 | 6 | 2026-04-02 17:06 | 48520 | Turnkey- C Rajgarh | O&M Dn Jeerapur | RDSS | Revamped Distribution Sector Scheme | 2024-08-05 | 2024-06-11 19:41 | 2026-08-31 |  | 19338231.19 | 25336177.36 | Approved | PROJECT FOR THE FEEDER 33kv Dhamaniya jogi substaion @AND FEEDER ID 48520 | PROJECT FOR THE FEEDER 33kv Dhamaniya jogi substaion @AND FEEDER ID 48520 NSS-Damaniya Jogi Substation-Agrawal Power | Na | Na |  | NSS-Damaniya Jogi Substation-Agrawal Power | 2705142 | 5 | RDCZ-C-15.3 | RDCZ-C-15.3 | 2.00 | Number |  | 9829.55 | Supply | 238455.16 | 324885.69 | P-0001002 | RDCZ-C-15.3SupplyP-0001002 | Concreting of stay (20 mm / 25 mm) @ 0.3 cmt. per stay | CMT | CMT | 1.2 | 5645.33 | 7624.04
5028055 | 116561 | 4459 | 3 | 895 | 1100129 | Agrawal Power Pvt.Ltd. |  | 20-279-110600-26-00001 | 6 | 2026-04-02 17:06 | 48520 | Turnkey- C Rajgarh | O&M Dn Jeerapur | RDSS | Revamped Distribution Sector Scheme | 2024-08-05 | 2024-06-11 19:41 | 2026-08-31 |  | 19338231.19 | 25336177.36 | Approved | PROJECT FOR THE FEEDER 33kv Dhamaniya jogi substaion @AND FEEDER ID 48520 | PROJECT FOR THE FEEDER 33kv Dhamaniya jogi substaion @AND FEEDER ID 48520 NSS-Damaniya Jogi Substation-Agrawal Power | Na | Na |  | NSS-Damaniya Jogi Substation-Agrawal Power | 2705142 | 5 | RDCZ-C-15.3 | RDCZ-C-15.3 | 2.00 | Number |  | 9829.55 | Labor | 238455.16 | 324885.69 | P-0001002 | RDCZ-C-15.3LaborP-0001002 | Concreting of stay (20 mm / 25 mm) @ 0.3 cmt. per stay | CMT | CMT | 1.2 | 815.72 | 815.72
5028055 | 116561 | 4459 | 3 | 895 | 1100130 | Agrawal Power Pvt.Ltd. |  | 20-279-110600-26-00001 | 6 | 2026-04-02 17:06 | 48520 | Turnkey- C Rajgarh | O&M Dn Jeerapur | RDSS | Revamped Distribution Sector Scheme | 2024-08-05 | 2024-06-11 19:41 | 2026-08-31 |  | 19338231.19 | 25336177.36 | Approved | PROJECT FOR THE FEEDER 33kv Dhamaniya jogi substaion @AND FEEDER ID 48520 | PROJECT FOR THE FEEDER 33kv Dhamaniya jogi substaion @AND FEEDER ID 48520 NSS-Damaniya Jogi Substation-Agrawal Power | Na | Na |  | NSS-Damaniya Jogi Substation-Agrawal Power | 2705142 | 5 | RDCZ-C-15.3 | RDCZ-C-15.3 | 2.00 | Number |  | 26905.29 | Supply | 238455.16 | 324885.69 | P-0001037 | RDCZ-C-15.3SupplyP-0001037 | Concreting of structures &amp; foundation (1:3:6). | CMT | CMT | 2.4 | 11290.66 | 15248.09
5028055 | 116561 | 4459 | 3 | 895 | 1100131 | Agrawal Power Pvt.Ltd. |  | 20-279-110600-26-00001 | 6 | 2026-04-02 17:06 | 48520 | Turnkey- C Rajgarh | O&M Dn Jeerapur | RDSS | Revamped Distribution Sector Scheme | 2024-08-05 | 2024-06-11 19:41 | 2026-08-31 |  | 19338231.19 | 25336177.36 | Approved | PROJECT FOR THE FEEDER 33kv Dhamaniya jogi substaion @AND FEEDER ID 48520 | PROJECT FOR THE FEEDER 33kv Dhamaniya jogi substaion @AND FEEDER ID 48520 NSS-Damaniya Jogi Substation-Agrawal Power | Na | Na |  | NSS-Damaniya Jogi Substation-Agrawal Power | 2705142 | 5 | RDCZ-C-15.3 | RDCZ-C-15.3 | 2.00 | Number |  | 26905.29 | Labor | 238455.16 | 324885.69 | P-0001037 | RDCZ-C-15.3LaborP-0001037 | Concreting of structures &amp; foundation (1:3:6). | CMT | CMT | 2.4 | 1631.45 | 1631.45
5028055 | 116561 | 4459 | 3 | 895 | 1100132 | Agrawal Power Pvt.Ltd. |  | 20-279-110600-26-00001 | 6 | 2026-04-02 17:06 | 48520 | Turnkey- C Rajgarh | O&M Dn Jeerapur | RDSS | Revamped Distribution Sector Scheme | 2024-08-05 | 2024-06-11 19:41 | 2026-08-31 |  | 19338231.19 | 25336177.36 | Approved | PROJECT FOR THE FEEDER 33kv Dhamaniya jogi substaion @AND FEEDER ID 48520 | PROJECT FOR THE FEEDER 33kv Dhamaniya jogi substaion @AND FEEDER ID 48520 NSS-Damaniya Jogi Substation-Agrawal Power | Na | Na |  | NSS-Damaniya Jogi Substation-Agrawal Power | 2705142 | 5 | RDCZ-C-15.3 | RDCZ-C-15.3 | 2.00 | Number |  | 0 | Supply | 238455.16 | 324885.69 | P-0702056 | RDCZ-C-15.3SupplyP-0702056 | Stone Block/Pre cast block for base pedding(450X450X75MM) | No | NO | 4 | 1169.64 | 1380.18
5028055 | 116561 | 4459 | 3 | 895 | 1100133 | Agrawal Power Pvt.Ltd. |  | 20-279-110600-26-00001 | 6 | 2026-04-02 17:06 | 48520 | Turnkey- C Rajgarh | O&M Dn Jeerapur | RDSS | Revamped Distribution Sector Scheme | 2024-08-05 | 2024-06-11 19:41 | 2026-08-31 |  | 19338231.19 | 25336177.36 | Approved | PROJECT FOR THE FEEDER 33kv Dhamaniya jogi substaion @AND FEEDER ID 48520 | PROJECT FOR THE FEEDER 33kv Dhamaniya jogi substaion @AND FEEDER ID 48520 NSS-Damaniya Jogi Substation-Agrawal Power | Na | Na |  | NSS-Damaniya Jogi Substation-Agrawal Power | 2705142 | 5 | RDCZ-C-15.3 | RDCZ-C-15.3 | 2.00 | Number |  | 0 | Labor | 238455.16 | 324885.69 | P-0702056 | RDCZ-C-15.3LaborP-0702056 | Stone Block/Pre cast block for base pedding(450X450X75MM) | No | NO | 4 | 0 | 0
5028055 | 116561 | 4459 | 3 | 895 | 1100134 | Agrawal Power Pvt.Ltd. |  | 20-279-110600-26-00001 | 6 | 2026-04-02 17:06 | 48520 | Turnkey- C Rajgarh | O&M Dn Jeerapur | RDSS | Revamped Distribution Sector Scheme | 2024-08-05 | 2024-06-11 19:41 | 2026-08-31 |  | 19338231.19 | 25336177.36 | Approved | PROJECT FOR THE FEEDER 33kv Dhamaniya jogi substaion @AND FEEDER ID 48520 | PROJECT FOR THE FEEDER 33kv Dhamaniya jogi substaion @AND FEEDER ID 48520 NSS-Damaniya Jogi Substation-Agrawal Power | Na | Na |  | NSS-Damaniya Jogi Substation-Agrawal Power | 2705142 | 6 | RDCZ-C-11 | RDCZ-C-11 | 3.00 | Number |  | 0 | Supply | 697179.31 | 952357.36 | M-0403014 | RDCZ-C-11SupplyM-0403014 | STAY GI WIRE 7/4.00 MM.(7/8 SWG) | Kg | KG | 204 | 14967.48 | 17661.63
5028055 | 116561 | 4459 | 3 | 895 | 1100135 | Agrawal Power Pvt.Ltd. |  | 20-279-110600-26-00001 | 6 | 2026-04-02 17:06 | 48520 | Turnkey- C Rajgarh | O&M Dn Jeerapur | RDSS | Revamped Distribution Sector Scheme | 2024-08-05 | 2024-06-11 19:41 | 2026-08-31 |  | 19338231.19 | 25336177.36 | Approved | PROJECT FOR THE FEEDER 33kv Dhamaniya jogi substaion @AND FEEDER ID 48520 | PROJECT FOR THE FEEDER 33kv Dhamaniya jogi substaion @AND FEEDER ID 48520 NSS-Damaniya Jogi Substation-Agrawal Power | Na | Na |  | NSS-Damaniya Jogi Substation-Agrawal Power | 2705142 | 6 | RDCZ-C-11 | RDCZ-C-11 | 3.00 | Number |  | 0 | Labor | 697179.31 | 952357.36 | M-0403014 | RDCZ-C-11LaborM-0403014 | STAY GI WIRE 7/4.00 MM.(7/8 SWG) | Kg | KG | 204 | 0 | 0
5028055 | 116561 | 4459 | 3 | 895 | 1100136 | Agrawal Power Pvt.Ltd. |  | 20-279-110600-26-00001 | 6 | 2026-04-02 17:06 | 48520 | Turnkey- C Rajgarh | O&M Dn Jeerapur | RDSS | Revamped Distribution Sector Scheme | 2024-08-05 | 2024-06-11 19:41 | 2026-08-31 |  | 19338231.19 | 25336177.36 | Approved | PROJECT FOR THE FEEDER 33kv Dhamaniya jogi substaion @AND FEEDER ID 48520 | PROJECT FOR THE FEEDER 33kv Dhamaniya jogi substaion @AND FEEDER ID 48520 NSS-Damaniya Jogi Substation-Agrawal Power | Na | Na |  | NSS-Damaniya Jogi Substation-Agrawal Power | 2705142 | 6 | RDCZ-C-11 | RDCZ-C-11 | 3.00 | Number |  | 5481.32 | Supply | 697179.31 | 952357.36 | M-0403016 | RDCZ-C-11SupplyM-0403016 | Anti climbing devices ( Barbed wire 2.24 mm dia, 14 SWG) | No | NUMBER | 12 | 3819.72 | 5118.42
5028055 | 116561 | 4459 | 3 | 895 | 1100137 | Agrawal Power Pvt.Ltd. |  | 20-279-110600-26-00001 | 6 | 2026-04-02 17:06 | 48520 | Turnkey- C Rajgarh | O&M Dn Jeerapur | RDSS | Revamped Distribution Sector Scheme | 2024-08-05 | 2024-06-11 19:41 | 2026-08-31 |  | 19338231.19 | 25336177.36 | Approved | PROJECT FOR THE FEEDER 33kv Dhamaniya jogi substaion @AND FEEDER ID 48520 | PROJECT FOR THE FEEDER 33kv Dhamaniya jogi substaion @AND FEEDER ID 48520 NSS-Damaniya Jogi Substation-Agrawal Power | Na | Na |  | NSS-Damaniya Jogi Substation-Agrawal Power | 2705142 | 6 | RDCZ-C-11 | RDCZ-C-11 | 3.00 | Number |  | 5481.32 | Labor | 697179.31 | 952357.36 | M-0403016 | RDCZ-C-11LaborM-0403016 | Anti climbing devices ( Barbed wire 2.24 mm dia, 14 SWG) | No | NUMBER | 12 | 517.92 | 517.92
5028055 | 116561 | 4459 | 3 | 895 | 1100138 | Agrawal Power Pvt.Ltd. |  | 20-279-110600-26-00001 | 6 | 2026-04-02 17:06 | 48520 | Turnkey- C Rajgarh | O&M Dn Jeerapur | RDSS | Revamped Distribution Sector Scheme | 2024-08-05 | 2024-06-11 19:41 | 2026-08-31 |  | 19338231.19 | 25336177.36 | Approved | PROJECT FOR THE FEEDER 33kv Dhamaniya jogi substaion @AND FEEDER ID 48520 | PROJECT FOR THE FEEDER 33kv Dhamaniya jogi substaion @AND FEEDER ID 48520 NSS-Damaniya Jogi Substation-Agrawal Power | Na | Na |  | NSS-Damaniya Jogi Substation-Agrawal Power | 2705142 | 6 | RDCZ-C-11 | RDCZ-C-11 | 3.00 | Number |  | 0 | Supply | 697179.31 | 952357.36 | M-0403096 | RDCZ-C-11SupplyM-0403096 | Earthing Coil of 115 Turns of 50 MM.Dia and 2.5 Mtr. Lead of 4.0 MM G.I Wire | No | NUMBER | 12 | 1553.76 | 1833.44
5028055 | 116561 | 4459 | 3 | 895 | 1100139 | Agrawal Power Pvt.Ltd. |  | 20-279-110600-26-00001 | 6 | 2026-04-02 17:06 | 48520 | Turnkey- C Rajgarh | O&M Dn Jeerapur | RDSS | Revamped Distribution Sector Scheme | 2024-08-05 | 2024-06-11 19:41 | 2026-08-31 |  | 19338231.19 | 25336177.36 | Approved | PROJECT FOR THE FEEDER 33kv Dhamaniya jogi substaion @AND FEEDER ID 48520 | PROJECT FOR THE FEEDER 33kv Dhamaniya jogi substaion @AND FEEDER ID 48520 NSS-Damaniya Jogi Substation-Agrawal Power | Na | Na |  | NSS-Damaniya Jogi Substation-Agrawal Power | 2705142 | 6 | RDCZ-C-11 | RDCZ-C-11 | 3.00 | Number |  | 0 | Labor | 697179.31 | 952357.36 | M-0403096 | RDCZ-C-11LaborM-0403096 | Earthing Coil of 115 Turns of 50 MM.Dia and 2.5 Mtr. Lead of 4.0 MM G.I Wire | No | NUMBER | 12 | 0 | 0
5028055 | 116561 | 4459 | 3 | 895 | 1100140 | Agrawal Power Pvt.Ltd. |  | 20-279-110600-26-00001 | 6 | 2026-04-02 17:06 | 48520 | Turnkey- C Rajgarh | O&M Dn Jeerapur | RDSS | Revamped Distribution Sector Scheme | 2024-08-05 | 2024-06-11 19:41 | 2026-08-31 |  | 19338231.19 | 25336177.36 | Approved | PROJECT FOR THE FEEDER 33kv Dhamaniya jogi substaion @AND FEEDER ID 48520 | PROJECT FOR THE FEEDER 33kv Dhamaniya jogi substaion @AND FEEDER ID 48520 NSS-Damaniya Jogi Substation-Agrawal Power | Na | Na |  | NSS-Damaniya Jogi Substation-Agrawal Power | 2705142 | 6 | RDCZ-C-11 | RDCZ-C-11 | 3.00 | Number |  | 0 | Labor | 697179.31 | 952357.36 | M-0403208 | RDCZ-C-11LaborM-0403208 | M.S.Nuts with Bolts | Kg | KG | 90 | 0 | 0
5028055 | 116561 | 4459 | 3 | 895 | 1100141 | Agrawal Power Pvt.Ltd. |  | 20-279-110600-26-00001 | 6 | 2026-04-02 17:06 | 48520 | Turnkey- C Rajgarh | O&M Dn Jeerapur | RDSS | Revamped Distribution Sector Scheme | 2024-08-05 | 2024-06-11 19:41 | 2026-08-31 |  | 19338231.19 | 25336177.36 | Approved | PROJECT FOR THE FEEDER 33kv Dhamaniya jogi substaion @AND FEEDER ID 48520 | PROJECT FOR THE FEEDER 33kv Dhamaniya jogi substaion @AND FEEDER ID 48520 NSS-Damaniya Jogi Substation-Agrawal Power | Na | Na |  | NSS-Damaniya Jogi Substation-Agrawal Power | 2705142 | 6 | RDCZ-C-11 | RDCZ-C-11 | 3.00 | Number |  | 0 | Supply | 697179.31 | 952357.36 | M-0403208 | RDCZ-C-11SupplyM-0403208 | M.S.Nuts with Bolts | Kg | KG | 90 | 7671.6 | 9052.49
5028055 | 116561 | 4459 | 3 | 895 | 1100142 | Agrawal Power Pvt.Ltd. |  | 20-279-110600-26-00001 | 6 | 2026-04-02 17:06 | 48520 | Turnkey- C Rajgarh | O&M Dn Jeerapur | RDSS | Revamped Distribution Sector Scheme | 2024-08-05 | 2024-06-11 19:41 | 2026-08-31 |  | 19338231.19 | 25336177.36 | Approved | PROJECT FOR THE FEEDER 33kv Dhamaniya jogi substaion @AND FEEDER ID 48520 | PROJECT FOR THE FEEDER 33kv Dhamaniya jogi substaion @AND FEEDER ID 48520 NSS-Damaniya Jogi Substation-Agrawal Power | Na | Na |  | NSS-Damaniya Jogi Substation-Agrawal Power | 2705142 | 6 | RDCZ-C-11 | RDCZ-C-11 | 3.00 | Number |  | 0 | Supply | 697179.31 | 952357.36 | M-0404210 | RDCZ-C-11SupplyM-0404210 | 11 KV Strain hardware (T&amp;C type) fittings | Ea | EA | 90 | 12818.7 | 15126.07
5028055 | 116561 | 4459 | 3 | 895 | 1100143 | Agrawal Power Pvt.Ltd. |  | 20-279-110600-26-00001 | 6 | 2026-04-02 17:06 | 48520 | Turnkey- C Rajgarh | O&M Dn Jeerapur | RDSS | Revamped Distribution Sector Scheme | 2024-08-05 | 2024-06-11 19:41 | 2026-08-31 |  | 19338231.19 | 25336177.36 | Approved | PROJECT FOR THE FEEDER 33kv Dhamaniya jogi substaion @AND FEEDER ID 48520 | PROJECT FOR THE FEEDER 33kv Dhamaniya jogi substaion @AND FEEDER ID 48520 NSS-Damaniya Jogi Substation-Agrawal Power | Na | Na |  | NSS-Damaniya Jogi Substation-Agrawal Power | 2705142 | 6 | RDCZ-C-11 | RDCZ-C-11 | 3.00 | Number |  | 0 | Labor | 697179.31 | 952357.36 | M-0404210 | RDCZ-C-11LaborM-0404210 | 11 KV Strain hardware (T&amp;C type) fittings | Ea | EA | 90 | 0 | 0
5028055 | 116561 | 4459 | 3 | 895 | 1100144 | Agrawal Power Pvt.Ltd. |  | 20-279-110600-26-00001 | 6 | 2026-04-02 17:06 | 48520 | Turnkey- C Rajgarh | O&M Dn Jeerapur | RDSS | Revamped Distribution Sector Scheme | 2024-08-05 | 2024-06-11 19:41 | 2026-08-31 |  | 19338231.19 | 25336177.36 | Approved | PROJECT FOR THE FEEDER 33kv Dhamaniya jogi substaion @AND FEEDER ID 48520 | PROJECT FOR THE FEEDER 33kv Dhamaniya jogi substaion @AND FEEDER ID 48520 NSS-Damaniya Jogi Substation-Agrawal Power | Na | Na |  | NSS-Damaniya Jogi Substation-Agrawal Power | 2705142 | 6 | RDCZ-C-11 | RDCZ-C-11 | 3.00 | Number |  | 71881.87 | Supply | 697179.31 | 952357.36 | M-0501067 | RDCZ-C-11SupplyM-0501067 | H-Beams 152 X 152 mm., 37.1 Kg./Mtr.-11 mtr. Long = 408.1 kg | No | NO | 12 | 340338.24 | 434432.91
5028055 | 116561 | 4459 | 3 | 895 | 1100145 | Agrawal Power Pvt.Ltd. |  | 20-279-110600-26-00001 | 6 | 2026-04-02 17:06 | 48520 | Turnkey- C Rajgarh | O&M Dn Jeerapur | RDSS | Revamped Distribution Sector Scheme | 2024-08-05 | 2024-06-11 19:41 | 2026-08-31 |  | 19338231.19 | 25336177.36 | Approved | PROJECT FOR THE FEEDER 33kv Dhamaniya jogi substaion @AND FEEDER ID 48520 | PROJECT FOR THE FEEDER 33kv Dhamaniya jogi substaion @AND FEEDER ID 48520 NSS-Damaniya Jogi Substation-Agrawal Power | Na | Na |  | NSS-Damaniya Jogi Substation-Agrawal Power | 2705142 | 6 | RDCZ-C-11 | RDCZ-C-11 | 3.00 | Number |  | 71881.87 | Labor | 697179.31 | 952357.36 | M-0501067 | RDCZ-C-11LaborM-0501067 | H-Beams 152 X 152 mm., 37.1 Kg./Mtr.-11 mtr. Long = 408.1 kg | No | NO | 12 | 27825.24 | 27825.24
5028055 | 116561 | 4459 | 3 | 895 | 1100146 | Agrawal Power Pvt.Ltd. |  | 20-279-110600-26-00001 | 6 | 2026-04-02 17:06 | 48520 | Turnkey- C Rajgarh | O&M Dn Jeerapur | RDSS | Revamped Distribution Sector Scheme | 2024-08-05 | 2024-06-11 19:41 | 2026-08-31 |  | 19338231.19 | 25336177.36 | Approved | PROJECT FOR THE FEEDER 33kv Dhamaniya jogi substaion @AND FEEDER ID 48520 | PROJECT FOR THE FEEDER 33kv Dhamaniya jogi substaion @AND FEEDER ID 48520 NSS-Damaniya Jogi Substation-Agrawal Power | Na | Na |  | NSS-Damaniya Jogi Substation-Agrawal Power | 2705142 | 6 | RDCZ-C-11 | RDCZ-C-11 | 3.00 | Number |  | 0 | Supply | 697179.31 | 952357.36 | M-0502019 | RDCZ-C-11SupplyM-0502019 | Back Clamps for H-Beam of MS Flat 65x8mm (Each weight 1.92 Kg) | No | NO | 48 | 7665.12 | 9044.84
5028055 | 116561 | 4459 | 3 | 895 | 1100147 | Agrawal Power Pvt.Ltd. |  | 20-279-110600-26-00001 | 6 | 2026-04-02 17:06 | 48520 | Turnkey- C Rajgarh | O&M Dn Jeerapur | RDSS | Revamped Distribution Sector Scheme | 2024-08-05 | 2024-06-11 19:41 | 2026-08-31 |  | 19338231.19 | 25336177.36 | Approved | PROJECT FOR THE FEEDER 33kv Dhamaniya jogi substaion @AND FEEDER ID 48520 | PROJECT FOR THE FEEDER 33kv Dhamaniya jogi substaion @AND FEEDER ID 48520 NSS-Damaniya Jogi Substation-Agrawal Power | Na | Na |  | NSS-Damaniya Jogi Substation-Agrawal Power | 2705142 | 6 | RDCZ-C-11 | RDCZ-C-11 | 3.00 | Number |  | 0 | Labor | 697179.31 | 952357.36 | M-0502019 | RDCZ-C-11LaborM-0502019 | Back Clamps for H-Beam of MS Flat 65x8mm (Each weight 1.92 Kg) | No | NO | 48 | 0 | 0
5028055 | 116561 | 4459 | 3 | 895 | 1100148 | Agrawal Power Pvt.Ltd. |  | 20-279-110600-26-00001 | 6 | 2026-04-02 17:06 | 48520 | Turnkey- C Rajgarh | O&M Dn Jeerapur | RDSS | Revamped Distribution Sector Scheme | 2024-08-05 | 2024-06-11 19:41 | 2026-08-31 |  | 19338231.19 | 25336177.36 | Approved | PROJECT FOR THE FEEDER 33kv Dhamaniya jogi substaion @AND FEEDER ID 48520 | PROJECT FOR THE FEEDER 33kv Dhamaniya jogi substaion @AND FEEDER ID 48520 NSS-Damaniya Jogi Substation-Agrawal Power | Na | Na |  | NSS-Damaniya Jogi Substation-Agrawal Power | 2705142 | 6 | RDCZ-C-11 | RDCZ-C-11 | 3.00 | Number |  | 45784.32 | Supply | 697179.31 | 952357.36 | M-0502104 | RDCZ-C-11SupplyM-0502104 | D.C. Cross-arms 8 ft centre to center (100x50x6mm) Channel | Set | SET | 24 | 112207.44 | 159417.53
5028055 | 116561 | 4459 | 3 | 895 | 1100149 | Agrawal Power Pvt.Ltd. |  | 20-279-110600-26-00001 | 6 | 2026-04-02 17:06 | 48520 | Turnkey- C Rajgarh | O&M Dn Jeerapur | RDSS | Revamped Distribution Sector Scheme | 2024-08-05 | 2024-06-11 19:41 | 2026-08-31 |  | 19338231.19 | 25336177.36 | Approved | PROJECT FOR THE FEEDER 33kv Dhamaniya jogi substaion @AND FEEDER ID 48520 | PROJECT FOR THE FEEDER 33kv Dhamaniya jogi substaion @AND FEEDER ID 48520 NSS-Damaniya Jogi Substation-Agrawal Power | Na | Na |  | NSS-Damaniya Jogi Substation-Agrawal Power | 2705142 | 6 | RDCZ-C-11 | RDCZ-C-11 | 3.00 | Number |  | 45784.32 | Labor | 697179.31 | 952357.36 | M-0502104 | RDCZ-C-11LaborM-0502104 | D.C. Cross-arms 8 ft centre to center (100x50x6mm) Channel | Set | SET | 24 | 22892.16 | 22892.16
5028055 | 116561 | 4459 | 3 | 895 | 1100150 | Agrawal Power Pvt.Ltd. |  | 20-279-110600-26-00001 | 6 | 2026-04-02 17:06 | 48520 | Turnkey- C Rajgarh | O&M Dn Jeerapur | RDSS | Revamped Distribution Sector Scheme | 2024-08-05 | 2024-06-11 19:41 | 2026-08-31 |  | 19338231.19 | 25336177.36 | Approved | PROJECT FOR THE FEEDER 33kv Dhamaniya jogi substaion @AND FEEDER ID 48520 | PROJECT FOR THE FEEDER 33kv Dhamaniya jogi substaion @AND FEEDER ID 48520 NSS-Damaniya Jogi Substation-Agrawal Power | Na | Na |  | NSS-Damaniya Jogi Substation-Agrawal Power | 2705142 | 6 | RDCZ-C-11 | RDCZ-C-11 | 3.00 | Number |  | 0 | Supply | 697179.31 | 952357.36 | M-0502222 | RDCZ-C-11SupplyM-0502222 | MS strain plate 65x8mm 250mm long | No | NO | 216 | 11653.2 | 13750.78
5028055 | 116561 | 4459 | 3 | 895 | 1100151 | Agrawal Power Pvt.Ltd. |  | 20-279-110600-26-00001 | 6 | 2026-04-02 17:06 | 48520 | Turnkey- C Rajgarh | O&M Dn Jeerapur | RDSS | Revamped Distribution Sector Scheme | 2024-08-05 | 2024-06-11 19:41 | 2026-08-31 |  | 19338231.19 | 25336177.36 | Approved | PROJECT FOR THE FEEDER 33kv Dhamaniya jogi substaion @AND FEEDER ID 48520 | PROJECT FOR THE FEEDER 33kv Dhamaniya jogi substaion @AND FEEDER ID 48520 NSS-Damaniya Jogi Substation-Agrawal Power | Na | Na |  | NSS-Damaniya Jogi Substation-Agrawal Power | 2705142 | 6 | RDCZ-C-11 | RDCZ-C-11 | 3.00 | Number |  | 0 | Labor | 697179.31 | 952357.36 | M-0502222 | RDCZ-C-11LaborM-0502222 | MS strain plate 65x8mm 250mm long | No | NO | 216 | 0 | 0
5028055 | 116561 | 4459 | 3 | 895 | 1100152 | Agrawal Power Pvt.Ltd. |  | 20-279-110600-26-00001 | 6 | 2026-04-02 17:06 | 48520 | Turnkey- C Rajgarh | O&M Dn Jeerapur | RDSS | Revamped Distribution Sector Scheme | 2024-08-05 | 2024-06-11 19:41 | 2026-08-31 |  | 19338231.19 | 25336177.36 | Approved | PROJECT FOR THE FEEDER 33kv Dhamaniya jogi substaion @AND FEEDER ID 48520 | PROJECT FOR THE FEEDER 33kv Dhamaniya jogi substaion @AND FEEDER ID 48520 NSS-Damaniya Jogi Substation-Agrawal Power | Na | Na |  | NSS-Damaniya Jogi Substation-Agrawal Power | 2705142 | 6 | RDCZ-C-11 | RDCZ-C-11 | 3.00 | Number |  | 29949.75 | Supply | 697179.31 | 952357.36 | M-0502231 | RDCZ-C-11SupplyM-0502231 | Stay set 20 mm. complete without Stay wire (Painted) | No | NO | 15 | 14113.35 | 29583.25
5028055 | 116561 | 4459 | 3 | 895 | 1100153 | Agrawal Power Pvt.Ltd. |  | 20-279-110600-26-00001 | 6 | 2026-04-02 17:06 | 48520 | Turnkey- C Rajgarh | O&M Dn Jeerapur | RDSS | Revamped Distribution Sector Scheme | 2024-08-05 | 2024-06-11 19:41 | 2026-08-31 |  | 19338231.19 | 25336177.36 | Approved | PROJECT FOR THE FEEDER 33kv Dhamaniya jogi substaion @AND FEEDER ID 48520 | PROJECT FOR THE FEEDER 33kv Dhamaniya jogi substaion @AND FEEDER ID 48520 NSS-Damaniya Jogi Substation-Agrawal Power | Na | Na |  | NSS-Damaniya Jogi Substation-Agrawal Power | 2705142 | 6 | RDCZ-C-11 | RDCZ-C-11 | 3.00 | Number |  | 29949.75 | Labor | 697179.31 | 952357.36 | M-0502231 | RDCZ-C-11LaborM-0502231 | Stay set 20 mm. complete without Stay wire (Painted) | No | NO | 15 | 10957.2 | 10957.2
5028055 | 116561 | 4459 | 3 | 895 | 1100154 | Agrawal Power Pvt.Ltd. |  | 20-279-110600-26-00001 | 6 | 2026-04-02 17:06 | 48520 | Turnkey- C Rajgarh | O&M Dn Jeerapur | RDSS | Revamped Distribution Sector Scheme | 2024-08-05 | 2024-06-11 19:41 | 2026-08-31 |  | 19338231.19 | 25336177.36 | Approved | PROJECT FOR THE FEEDER 33kv Dhamaniya jogi substaion @AND FEEDER ID 48520 | PROJECT FOR THE FEEDER 33kv Dhamaniya jogi substaion @AND FEEDER ID 48520 NSS-Damaniya Jogi Substation-Agrawal Power | Na | Na |  | NSS-Damaniya Jogi Substation-Agrawal Power | 2705142 | 6 | RDCZ-C-11 | RDCZ-C-11 | 3.00 | Number |  | 0 | Supply | 697179.31 | 952357.36 | M-0502261 | RDCZ-C-11SupplyM-0502261 | Clamp 65X8 mm Flat of MS Flat for H-Beam ( Each weight 3.2 kg) | PR | PAIRS | 39 | 10351.77 | 12215.09
5028055 | 116561 | 4459 | 3 | 895 | 1100155 | Agrawal Power Pvt.Ltd. |  | 20-279-110600-26-00001 | 6 | 2026-04-02 17:06 | 48520 | Turnkey- C Rajgarh | O&M Dn Jeerapur | RDSS | Revamped Distribution Sector Scheme | 2024-08-05 | 2024-06-11 19:41 | 2026-08-31 |  | 19338231.19 | 25336177.36 | Approved | PROJECT FOR THE FEEDER 33kv Dhamaniya jogi substaion @AND FEEDER ID 48520 | PROJECT FOR THE FEEDER 33kv Dhamaniya jogi substaion @AND FEEDER ID 48520 NSS-Damaniya Jogi Substation-Agrawal Power | Na | Na |  | NSS-Damaniya Jogi Substation-Agrawal Power | 2705142 | 6 | RDCZ-C-11 | RDCZ-C-11 | 3.00 | Number |  | 0 | Labor | 697179.31 | 952357.36 | M-0502261 | RDCZ-C-11LaborM-0502261 | Clamp 65X8 mm Flat of MS Flat for H-Beam ( Each weight 3.2 kg) | PR | PAIRS | 39 | 0 | 0
5028055 | 116561 | 4459 | 3 | 895 | 1100156 | Agrawal Power Pvt.Ltd. |  | 20-279-110600-26-00001 | 6 | 2026-04-02 17:06 | 48520 | Turnkey- C Rajgarh | O&M Dn Jeerapur | RDSS | Revamped Distribution Sector Scheme | 2024-08-05 | 2024-06-11 19:41 | 2026-08-31 |  | 19338231.19 | 25336177.36 | Approved | PROJECT FOR THE FEEDER 33kv Dhamaniya jogi substaion @AND FEEDER ID 48520 | PROJECT FOR THE FEEDER 33kv Dhamaniya jogi substaion @AND FEEDER ID 48520 NSS-Damaniya Jogi Substation-Agrawal Power | Na | Na |  | NSS-Damaniya Jogi Substation-Agrawal Power | 2705142 | 6 | RDCZ-C-11 | RDCZ-C-11 | 3.00 | Number |  | 30881.1 | Supply | 697179.31 | 952357.36 | M-0502395 | RDCZ-C-11SupplyM-0502395 | Horizontal &amp; Cross Bracing set of MS angle of 50X50X6 mm for 8 ft (2.4 mtr ) centre DP | Set | SET | 12 | 64040.76 | 90143.98
5028055 | 116561 | 4459 | 3 | 895 | 1100157 | Agrawal Power Pvt.Ltd. |  | 20-279-110600-26-00001 | 6 | 2026-04-02 17:06 | 48520 | Turnkey- C Rajgarh | O&M Dn Jeerapur | RDSS | Revamped Distribution Sector Scheme | 2024-08-05 | 2024-06-11 19:41 | 2026-08-31 |  | 19338231.19 | 25336177.36 | Approved | PROJECT FOR THE FEEDER 33kv Dhamaniya jogi substaion @AND FEEDER ID 48520 | PROJECT FOR THE FEEDER 33kv Dhamaniya jogi substaion @AND FEEDER ID 48520 NSS-Damaniya Jogi Substation-Agrawal Power | Na | Na |  | NSS-Damaniya Jogi Substation-Agrawal Power | 2705142 | 6 | RDCZ-C-11 | RDCZ-C-11 | 3.00 | Number |  | 30881.1 | Labor | 697179.31 | 952357.36 | M-0502395 | RDCZ-C-11LaborM-0502395 | Horizontal &amp; Cross Bracing set of MS angle of 50X50X6 mm for 8 ft (2.4 mtr ) centre DP | Set | SET | 12 | 12352.44 | 12352.44
5028055 | 116561 | 4459 | 3 | 895 | 1100158 | Agrawal Power Pvt.Ltd. |  | 20-279-110600-26-00001 | 6 | 2026-04-02 17:06 | 48520 | Turnkey- C Rajgarh | O&M Dn Jeerapur | RDSS | Revamped Distribution Sector Scheme | 2024-08-05 | 2024-06-11 19:41 | 2026-08-31 |  | 19338231.19 | 25336177.36 | Approved | PROJECT FOR THE FEEDER 33kv Dhamaniya jogi substaion @AND FEEDER ID 48520 | PROJECT FOR THE FEEDER 33kv Dhamaniya jogi substaion @AND FEEDER ID 48520 NSS-Damaniya Jogi Substation-Agrawal Power | Na | Na |  | NSS-Damaniya Jogi Substation-Agrawal Power | 2705142 | 6 | RDCZ-C-11 | RDCZ-C-11 | 3.00 | Number |  | 3754.8 | Supply | 697179.31 | 952357.36 | M-0502429 | RDCZ-C-11SupplyM-0502429 | Danger Boards Enamelled 11 KV | Ea | EA | 12 | 867.48 | 1466.69
5028055 | 116561 | 4459 | 3 | 895 | 1100159 | Agrawal Power Pvt.Ltd. |  | 20-279-110600-26-00001 | 6 | 2026-04-02 17:06 | 48520 | Turnkey- C Rajgarh | O&M Dn Jeerapur | RDSS | Revamped Distribution Sector Scheme | 2024-08-05 | 2024-06-11 19:41 | 2026-08-31 |  | 19338231.19 | 25336177.36 | Approved | PROJECT FOR THE FEEDER 33kv Dhamaniya jogi substaion @AND FEEDER ID 48520 | PROJECT FOR THE FEEDER 33kv Dhamaniya jogi substaion @AND FEEDER ID 48520 NSS-Damaniya Jogi Substation-Agrawal Power | Na | Na |  | NSS-Damaniya Jogi Substation-Agrawal Power | 2705142 | 6 | RDCZ-C-11 | RDCZ-C-11 | 3.00 | Number |  | 3754.8 | Labor | 697179.31 | 952357.36 | M-0502429 | RDCZ-C-11LaborM-0502429 | Danger Boards Enamelled 11 KV | Ea | EA | 12 | 375.48 | 375.48
5028055 | 116561 | 4459 | 3 | 895 | 1100160 | Agrawal Power Pvt.Ltd. |  | 20-279-110600-26-00001 | 6 | 2026-04-02 17:06 | 48520 | Turnkey- C Rajgarh | O&M Dn Jeerapur | RDSS | Revamped Distribution Sector Scheme | 2024-08-05 | 2024-06-11 19:41 | 2026-08-31 |  | 19338231.19 | 25336177.36 | Approved | PROJECT FOR THE FEEDER 33kv Dhamaniya jogi substaion @AND FEEDER ID 48520 | PROJECT FOR THE FEEDER 33kv Dhamaniya jogi substaion @AND FEEDER ID 48520 NSS-Damaniya Jogi Substation-Agrawal Power | Na | Na |  | NSS-Damaniya Jogi Substation-Agrawal Power | 2705142 | 6 | RDCZ-C-11 | RDCZ-C-11 | 3.00 | Number |  | 13758.75 | Supply | 697179.31 | 952357.36 | M-0602002 | RDCZ-C-11SupplyM-0602002 | 11 KV Pin Insulator Polymer Composit (5 KN) | No | NO | 36 | 5632.56 | 8205.01
5028055 | 116561 | 4459 | 3 | 895 | 1100161 | Agrawal Power Pvt.Ltd. |  | 20-279-110600-26-00001 | 6 | 2026-04-02 17:06 | 48520 | Turnkey- C Rajgarh | O&M Dn Jeerapur | RDSS | Revamped Distribution Sector Scheme | 2024-08-05 | 2024-06-11 19:41 | 2026-08-31 |  | 19338231.19 | 25336177.36 | Approved | PROJECT FOR THE FEEDER 33kv Dhamaniya jogi substaion @AND FEEDER ID 48520 | PROJECT FOR THE FEEDER 33kv Dhamaniya jogi substaion @AND FEEDER ID 48520 NSS-Damaniya Jogi Substation-Agrawal Power | Na | Na |  | NSS-Damaniya Jogi Substation-Agrawal Power | 2705142 | 6 | RDCZ-C-11 | RDCZ-C-11 | 3.00 | Number |  | 13758.75 | Labor | 697179.31 | 952357.36 | M-0602002 | RDCZ-C-11LaborM-0602002 | 11 KV Pin Insulator Polymer Composit (5 KN) | No | NO | 36 | 1320.84 | 1320.84
5028055 | 116561 | 4459 | 3 | 895 | 1100162 | Agrawal Power Pvt.Ltd. |  | 20-279-110600-26-00001 | 6 | 2026-04-02 17:06 | 48520 | Turnkey- C Rajgarh | O&M Dn Jeerapur | RDSS | Revamped Distribution Sector Scheme | 2024-08-05 | 2024-06-11 19:41 | 2026-08-31 |  | 19338231.19 | 25336177.36 | Approved | PROJECT FOR THE FEEDER 33kv Dhamaniya jogi substaion @AND FEEDER ID 48520 | PROJECT FOR THE FEEDER 33kv Dhamaniya jogi substaion @AND FEEDER ID 48520 NSS-Damaniya Jogi Substation-Agrawal Power | Na | Na |  | NSS-Damaniya Jogi Substation-Agrawal Power | 2705142 | 6 | RDCZ-C-11 | RDCZ-C-11 | 3.00 | Number |  | 28549.5 | Supply | 697179.31 | 952357.36 | M-0602007 | RDCZ-C-11SupplyM-0602007 | 11 KV(45KN) Composite Polymer Disc Insulators | Ea | EA | 90 | 13206.6 | 30021.68
5028055 | 116561 | 4459 | 3 | 895 | 1100163 | Agrawal Power Pvt.Ltd. |  | 20-279-110600-26-00001 | 6 | 2026-04-02 17:06 | 48520 | Turnkey- C Rajgarh | O&M Dn Jeerapur | RDSS | Revamped Distribution Sector Scheme | 2024-08-05 | 2024-06-11 19:41 | 2026-08-31 |  | 19338231.19 | 25336177.36 | Approved | PROJECT FOR THE FEEDER 33kv Dhamaniya jogi substaion @AND FEEDER ID 48520 | PROJECT FOR THE FEEDER 33kv Dhamaniya jogi substaion @AND FEEDER ID 48520 NSS-Damaniya Jogi Substation-Agrawal Power | Na | Na |  | NSS-Damaniya Jogi Substation-Agrawal Power | 2705142 | 6 | RDCZ-C-11 | RDCZ-C-11 | 3.00 | Number |  | 28549.5 | Labor | 697179.31 | 952357.36 | M-0602007 | RDCZ-C-11LaborM-0602007 | 11 KV(45KN) Composite Polymer Disc Insulators | Ea | EA | 90 | 12235.5 | 12235.5
5028055 | 116561 | 4459 | 3 | 895 | 1100164 | Agrawal Power Pvt.Ltd. |  | 20-279-110600-26-00001 | 6 | 2026-04-02 17:06 | 48520 | Turnkey- C Rajgarh | O&M Dn Jeerapur | RDSS | Revamped Distribution Sector Scheme | 2024-08-05 | 2024-06-11 19:41 | 2026-08-31 |  | 19338231.19 | 25336177.36 | Approved | PROJECT FOR THE FEEDER 33kv Dhamaniya jogi substaion @AND FEEDER ID 48520 | PROJECT FOR THE FEEDER 33kv Dhamaniya jogi substaion @AND FEEDER ID 48520 NSS-Damaniya Jogi Substation-Agrawal Power | Na | Na |  | NSS-Damaniya Jogi Substation-Agrawal Power | 2705142 | 6 | RDCZ-C-11 | RDCZ-C-11 | 3.00 | Number |  | 34959.63 | Labor | 697179.31 | 952357.36 | M-1214001 | RDCZ-C-11LaborM-1214001 | Red oxide paint | l | L | 24 | 6991.92 | 6991.92
5028055 | 116561 | 4459 | 3 | 895 | 1100165 | Agrawal Power Pvt.Ltd. |  | 20-279-110600-26-00001 | 6 | 2026-04-02 17:06 | 48520 | Turnkey- C Rajgarh | O&M Dn Jeerapur | RDSS | Revamped Distribution Sector Scheme | 2024-08-05 | 2024-06-11 19:41 | 2026-08-31 |  | 19338231.19 | 25336177.36 | Approved | PROJECT FOR THE FEEDER 33kv Dhamaniya jogi substaion @AND FEEDER ID 48520 | PROJECT FOR THE FEEDER 33kv Dhamaniya jogi substaion @AND FEEDER ID 48520 NSS-Damaniya Jogi Substation-Agrawal Power | Na | Na |  | NSS-Damaniya Jogi Substation-Agrawal Power | 2705142 | 6 | RDCZ-C-11 | RDCZ-C-11 | 3.00 | Number |  | 34959.63 | Supply | 697179.31 | 952357.36 | M-1214001 | RDCZ-C-11SupplyM-1214001 | Red oxide paint | l | L | 24 | 2330.64 | 11000.62
5028055 | 116561 | 4459 | 3 | 895 | 1100166 | Agrawal Power Pvt.Ltd. |  | 20-279-110600-26-00001 | 6 | 2026-04-02 17:06 | 48520 | Turnkey- C Rajgarh | O&M Dn Jeerapur | RDSS | Revamped Distribution Sector Scheme | 2024-08-05 | 2024-06-11 19:41 | 2026-08-31 |  | 19338231.19 | 25336177.36 | Approved | PROJECT FOR THE FEEDER 33kv Dhamaniya jogi substaion @AND FEEDER ID 48520 | PROJECT FOR THE FEEDER 33kv Dhamaniya jogi substaion @AND FEEDER ID 48520 NSS-Damaniya Jogi Substation-Agrawal Power | Na | Na |  | NSS-Damaniya Jogi Substation-Agrawal Power | 2705142 | 6 | RDCZ-C-11 | RDCZ-C-11 | 3.00 | Number |  | 24860.42 | Supply | 697179.31 | 952357.36 | M-1214002 | RDCZ-C-11SupplyM-1214002 | Aluminium paint | l | L | 24 | 4946.16 | 11703.52
5028055 | 116561 | 4459 | 3 | 895 | 1100167 | Agrawal Power Pvt.Ltd. |  | 20-279-110600-26-00001 | 6 | 2026-04-02 17:06 | 48520 | Turnkey- C Rajgarh | O&M Dn Jeerapur | RDSS | Revamped Distribution Sector Scheme | 2024-08-05 | 2024-06-11 19:41 | 2026-08-31 |  | 19338231.19 | 25336177.36 | Approved | PROJECT FOR THE FEEDER 33kv Dhamaniya jogi substaion @AND FEEDER ID 48520 | PROJECT FOR THE FEEDER 33kv Dhamaniya jogi substaion @AND FEEDER ID 48520 NSS-Damaniya Jogi Substation-Agrawal Power | Na | Na |  | NSS-Damaniya Jogi Substation-Agrawal Power | 2705142 | 6 | RDCZ-C-11 | RDCZ-C-11 | 3.00 | Number |  | 24860.42 | Labor | 697179.31 | 952357.36 | M-1214002 | RDCZ-C-11LaborM-1214002 | Aluminium paint | l | L | 24 | 4972.08 | 4972.08
5028055 | 116561 | 4459 | 3 | 895 | 1100168 | Agrawal Power Pvt.Ltd. |  | 20-279-110600-26-00001 | 6 | 2026-04-02 17:06 | 48520 | Turnkey- C Rajgarh | O&M Dn Jeerapur | RDSS | Revamped Distribution Sector Scheme | 2024-08-05 | 2024-06-11 19:41 | 2026-08-31 |  | 19338231.19 | 25336177.36 | Approved | PROJECT FOR THE FEEDER 33kv Dhamaniya jogi substaion @AND FEEDER ID 48520 | PROJECT FOR THE FEEDER 33kv Dhamaniya jogi substaion @AND FEEDER ID 48520 NSS-Damaniya Jogi Substation-Agrawal Power | Na | Na |  | NSS-Damaniya Jogi Substation-Agrawal Power | 2705142 | 6 | RDCZ-C-11 | RDCZ-C-11 | 3.00 | Number |  | 9829.55 | Supply | 697179.31 | 952357.36 | P-0001002 | RDCZ-C-11SupplyP-0001002 | Concreting of stay (20 mm / 25 mm) @ 0.3 cmt. per stay | CMT | CMT | 7.2 | 33871.97 | 45744.25
5028055 | 116561 | 4459 | 3 | 895 | 1100169 | Agrawal Power Pvt.Ltd. |  | 20-279-110600-26-00001 | 6 | 2026-04-02 17:06 | 48520 | Turnkey- C Rajgarh | O&M Dn Jeerapur | RDSS | Revamped Distribution Sector Scheme | 2024-08-05 | 2024-06-11 19:41 | 2026-08-31 |  | 19338231.19 | 25336177.36 | Approved | PROJECT FOR THE FEEDER 33kv Dhamaniya jogi substaion @AND FEEDER ID 48520 | PROJECT FOR THE FEEDER 33kv Dhamaniya jogi substaion @AND FEEDER ID 48520 NSS-Damaniya Jogi Substation-Agrawal Power | Na | Na |  | NSS-Damaniya Jogi Substation-Agrawal Power | 2705142 | 6 | RDCZ-C-11 | RDCZ-C-11 | 3.00 | Number |  | 9829.55 | Labor | 697179.31 | 952357.36 | P-0001002 | RDCZ-C-11LaborP-0001002 | Concreting of stay (20 mm / 25 mm) @ 0.3 cmt. per stay | CMT | CMT | 7.2 | 4894.34 | 4894.34
5028055 | 116561 | 4459 | 3 | 895 | 1100170 | Agrawal Power Pvt.Ltd. |  | 20-279-110600-26-00001 | 6 | 2026-04-02 17:06 | 48520 | Turnkey- C Rajgarh | O&M Dn Jeerapur | RDSS | Revamped Distribution Sector Scheme | 2024-08-05 | 2024-06-11 19:41 | 2026-08-31 |  | 19338231.19 | 25336177.36 | Approved | PROJECT FOR THE FEEDER 33kv Dhamaniya jogi substaion @AND FEEDER ID 48520 | PROJECT FOR THE FEEDER 33kv Dhamaniya jogi substaion @AND FEEDER ID 48520 NSS-Damaniya Jogi Substation-Agrawal Power | Na | Na |  | NSS-Damaniya Jogi Substation-Agrawal Power | 2705142 | 6 | RDCZ-C-11 | RDCZ-C-11 | 3.00 | Number |  | 26905.29 | Supply | 697179.31 | 952357.36 | P-0001037 | RDCZ-C-11SupplyP-0001037 | Concreting of structures &amp; foundation (1:3:6). | CMT | CMT | 6.72 | 31613.84 | 42694.63
5028055 | 116561 | 4459 | 3 | 895 | 1100171 | Agrawal Power Pvt.Ltd. |  | 20-279-110600-26-00001 | 6 | 2026-04-02 17:06 | 48520 | Turnkey- C Rajgarh | O&M Dn Jeerapur | RDSS | Revamped Distribution Sector Scheme | 2024-08-05 | 2024-06-11 19:41 | 2026-08-31 |  | 19338231.19 | 25336177.36 | Approved | PROJECT FOR THE FEEDER 33kv Dhamaniya jogi substaion @AND FEEDER ID 48520 | PROJECT FOR THE FEEDER 33kv Dhamaniya jogi substaion @AND FEEDER ID 48520 NSS-Damaniya Jogi Substation-Agrawal Power | Na | Na |  | NSS-Damaniya Jogi Substation-Agrawal Power | 2705142 | 6 | RDCZ-C-11 | RDCZ-C-11 | 3.00 | Number |  | 26905.29 | Labor | 697179.31 | 952357.36 | P-0001037 | RDCZ-C-11LaborP-0001037 | Concreting of structures &amp; foundation (1:3:6). | CMT | CMT | 6.72 | 4568.05 | 4568.05
5028055 | 116561 | 4459 | 3 | 895 | 1100172 | Agrawal Power Pvt.Ltd. |  | 20-279-110600-26-00001 | 6 | 2026-04-02 17:06 | 48520 | Turnkey- C Rajgarh | O&M Dn Jeerapur | RDSS | Revamped Distribution Sector Scheme | 2024-08-05 | 2024-06-11 19:41 | 2026-08-31 |  | 19338231.19 | 25336177.36 | Approved | PROJECT FOR THE FEEDER 33kv Dhamaniya jogi substaion @AND FEEDER ID 48520 | PROJECT FOR THE FEEDER 33kv Dhamaniya jogi substaion @AND FEEDER ID 48520 NSS-Damaniya Jogi Substation-Agrawal Power | Na | Na |  | NSS-Damaniya Jogi Substation-Agrawal Power | 2705142 | 6 | RDCZ-C-11 | RDCZ-C-11 | 3.00 | Number |  | 0 | Supply | 697179.31 | 952357.36 | P-0702056 | RDCZ-C-11SupplyP-0702056 | Stone Block/Pre cast block for base pedding(450X450X75MM) | No | NO | 12 | 3508.92 | 4140.53
5028055 | 116561 | 4459 | 3 | 895 | 1100173 | Agrawal Power Pvt.Ltd. |  | 20-279-110600-26-00001 | 6 | 2026-04-02 17:06 | 48520 | Turnkey- C Rajgarh | O&M Dn Jeerapur | RDSS | Revamped Distribution Sector Scheme | 2024-08-05 | 2024-06-11 19:41 | 2026-08-31 |  | 19338231.19 | 25336177.36 | Approved | PROJECT FOR THE FEEDER 33kv Dhamaniya jogi substaion @AND FEEDER ID 48520 | PROJECT FOR THE FEEDER 33kv Dhamaniya jogi substaion @AND FEEDER ID 48520 NSS-Damaniya Jogi Substation-Agrawal Power | Na | Na |  | NSS-Damaniya Jogi Substation-Agrawal Power | 2705142 | 6 | RDCZ-C-11 | RDCZ-C-11 | 3.00 | Number |  | 0 | Labor | 697179.31 | 952357.36 | P-0702056 | RDCZ-C-11LaborP-0702056 | Stone Block/Pre cast block for base pedding(450X450X75MM) | No | NO | 12 | 0 | 0
5028055 | 116561 | 4459 | 3 | 895 | 1100174 | Agrawal Power Pvt.Ltd. |  | 20-279-110600-26-00001 | 6 | 2026-04-02 17:06 | 48520 | Turnkey- C Rajgarh | O&M Dn Jeerapur | RDSS | Revamped Distribution Sector Scheme | 2024-08-05 | 2024-06-11 19:41 | 2026-08-31 |  | 19338231.19 | 25336177.36 | Approved | PROJECT FOR THE FEEDER 33kv Dhamaniya jogi substaion @AND FEEDER ID 48520 | PROJECT FOR THE FEEDER 33kv Dhamaniya jogi substaion @AND FEEDER ID 48520 NSS-Damaniya Jogi Substation-Agrawal Power | Na | Na |  | NSS-Damaniya Jogi Substation-Agrawal Power | 2705142 | 7 | RDCZ-A-1.1A | RDCZ-A-1.1A | 0.52 | Kilometer |  | 0 | Supply | 238091.46 | 340930.53 | M-0001001 | RDCZ-A-1.1ASupplyM-0001001 | Back filling of poles with boulders. | No | NO | 3 | 511.44 | 603.5
5028055 | 116561 | 4459 | 3 | 895 | 1100175 | Agrawal Power Pvt.Ltd. |  | 20-279-110600-26-00001 | 6 | 2026-04-02 17:06 | 48520 | Turnkey- C Rajgarh | O&M Dn Jeerapur | RDSS | Revamped Distribution Sector Scheme | 2024-08-05 | 2024-06-11 19:41 | 2026-08-31 |  | 19338231.19 | 25336177.36 | Approved | PROJECT FOR THE FEEDER 33kv Dhamaniya jogi substaion @AND FEEDER ID 48520 | PROJECT FOR THE FEEDER 33kv Dhamaniya jogi substaion @AND FEEDER ID 48520 NSS-Damaniya Jogi Substation-Agrawal Power | Na | Na |  | NSS-Damaniya Jogi Substation-Agrawal Power | 2705142 | 7 | RDCZ-A-1.1A | RDCZ-A-1.1A | 0.52 | Kilometer |  | 0 | Labor | 238091.46 | 340930.53 | M-0001001 | RDCZ-A-1.1ALaborM-0001001 | Back filling of poles with boulders. | No | NO | 3 | 0 | 0
5028055 | 116561 | 4459 | 3 | 895 | 1100176 | Agrawal Power Pvt.Ltd. |  | 20-279-110600-26-00001 | 6 | 2026-04-02 17:06 | 48520 | Turnkey- C Rajgarh | O&M Dn Jeerapur | RDSS | Revamped Distribution Sector Scheme | 2024-08-05 | 2024-06-11 19:41 | 2026-08-31 |  | 19338231.19 | 25336177.36 | Approved | PROJECT FOR THE FEEDER 33kv Dhamaniya jogi substaion @AND FEEDER ID 48520 | PROJECT FOR THE FEEDER 33kv Dhamaniya jogi substaion @AND FEEDER ID 48520 NSS-Damaniya Jogi Substation-Agrawal Power | Na | Na |  | NSS-Damaniya Jogi Substation-Agrawal Power | 2705142 | 7 | RDCZ-A-1.1A | RDCZ-A-1.1A | 0.52 | Kilometer |  | 241682.51 | Supply | 238091.46 | 340930.53 | M-0401012 | RDCZ-A-1.1ASupplyM-0401012 | AAAC Raccoon conductor 0.075 sq. inch (80 sq.mm. Al.Eq.) | km | KILOMETER | 1.6 | 92728.4 | 129587.32
5028055 | 116561 | 4459 | 3 | 895 | 1100177 | Agrawal Power Pvt.Ltd. |  | 20-279-110600-26-00001 | 6 | 2026-04-02 17:06 | 48520 | Turnkey- C Rajgarh | O&M Dn Jeerapur | RDSS | Revamped Distribution Sector Scheme | 2024-08-05 | 2024-06-11 19:41 | 2026-08-31 |  | 19338231.19 | 25336177.36 | Approved | PROJECT FOR THE FEEDER 33kv Dhamaniya jogi substaion @AND FEEDER ID 48520 | PROJECT FOR THE FEEDER 33kv Dhamaniya jogi substaion @AND FEEDER ID 48520 NSS-Damaniya Jogi Substation-Agrawal Power | Na | Na |  | NSS-Damaniya Jogi Substation-Agrawal Power | 2705142 | 7 | RDCZ-A-1.1A | RDCZ-A-1.1A | 0.52 | Kilometer |  | 241682.51 | Labor | 238091.46 | 340930.53 | M-0401012 | RDCZ-A-1.1ALaborM-0401012 | AAAC Raccoon conductor 0.075 sq. inch (80 sq.mm. Al.Eq.) | km | KILOMETER | 1.6 | 17091.36 | 17091.36
5028055 | 116561 | 4459 | 3 | 895 | 1100178 | Agrawal Power Pvt.Ltd. |  | 20-279-110600-26-00001 | 6 | 2026-04-02 17:06 | 48520 | Turnkey- C Rajgarh | O&M Dn Jeerapur | RDSS | Revamped Distribution Sector Scheme | 2024-08-05 | 2024-06-11 19:41 | 2026-08-31 |  | 19338231.19 | 25336177.36 | Approved | PROJECT FOR THE FEEDER 33kv Dhamaniya jogi substaion @AND FEEDER ID 48520 | PROJECT FOR THE FEEDER 33kv Dhamaniya jogi substaion @AND FEEDER ID 48520 NSS-Damaniya Jogi Substation-Agrawal Power | Na | Na |  | NSS-Damaniya Jogi Substation-Agrawal Power | 2705142 | 7 | RDCZ-A-1.1A | RDCZ-A-1.1A | 0.52 | Kilometer |  | 0 | Supply | 238091.46 | 340930.53 | M-0403014 | RDCZ-A-1.1ASupplyM-0403014 | STAY GI WIRE 7/4.00 MM.(7/8 SWG) | Kg | KG | 15 | 1100.55 | 1298.65
5028055 | 116561 | 4459 | 3 | 895 | 1100179 | Agrawal Power Pvt.Ltd. |  | 20-279-110600-26-00001 | 6 | 2026-04-02 17:06 | 48520 | Turnkey- C Rajgarh | O&M Dn Jeerapur | RDSS | Revamped Distribution Sector Scheme | 2024-08-05 | 2024-06-11 19:41 | 2026-08-31 |  | 19338231.19 | 25336177.36 | Approved | PROJECT FOR THE FEEDER 33kv Dhamaniya jogi substaion @AND FEEDER ID 48520 | PROJECT FOR THE FEEDER 33kv Dhamaniya jogi substaion @AND FEEDER ID 48520 NSS-Damaniya Jogi Substation-Agrawal Power | Na | Na |  | NSS-Damaniya Jogi Substation-Agrawal Power | 2705142 | 7 | RDCZ-A-1.1A | RDCZ-A-1.1A | 0.52 | Kilometer |  | 0 | Labor | 238091.46 | 340930.53 | M-0403014 | RDCZ-A-1.1ALaborM-0403014 | STAY GI WIRE 7/4.00 MM.(7/8 SWG) | Kg | KG | 15 | 0 | 0
5028055 | 116561 | 4459 | 3 | 895 | 1100180 | Agrawal Power Pvt.Ltd. |  | 20-279-110600-26-00001 | 6 | 2026-04-02 17:06 | 48520 | Turnkey- C Rajgarh | O&M Dn Jeerapur | RDSS | Revamped Distribution Sector Scheme | 2024-08-05 | 2024-06-11 19:41 | 2026-08-31 |  | 19338231.19 | 25336177.36 | Approved | PROJECT FOR THE FEEDER 33kv Dhamaniya jogi substaion @AND FEEDER ID 48520 | PROJECT FOR THE FEEDER 33kv Dhamaniya jogi substaion @AND FEEDER ID 48520 NSS-Damaniya Jogi Substation-Agrawal Power | Na | Na |  | NSS-Damaniya Jogi Substation-Agrawal Power | 2705142 | 7 | RDCZ-A-1.1A | RDCZ-A-1.1A | 0.52 | Kilometer |  | 5481.32 | Supply | 238091.46 | 340930.53 | M-0403016 | RDCZ-A-1.1ASupplyM-0403016 | Anti climbing devices ( Barbed wire 2.24 mm dia, 14 SWG) | No | NUMBER | 3 | 954.93 | 1279.6
5028055 | 116561 | 4459 | 3 | 895 | 1100181 | Agrawal Power Pvt.Ltd. |  | 20-279-110600-26-00001 | 6 | 2026-04-02 17:06 | 48520 | Turnkey- C Rajgarh | O&M Dn Jeerapur | RDSS | Revamped Distribution Sector Scheme | 2024-08-05 | 2024-06-11 19:41 | 2026-08-31 |  | 19338231.19 | 25336177.36 | Approved | PROJECT FOR THE FEEDER 33kv Dhamaniya jogi substaion @AND FEEDER ID 48520 | PROJECT FOR THE FEEDER 33kv Dhamaniya jogi substaion @AND FEEDER ID 48520 NSS-Damaniya Jogi Substation-Agrawal Power | Na | Na |  | NSS-Damaniya Jogi Substation-Agrawal Power | 2705142 | 7 | RDCZ-A-1.1A | RDCZ-A-1.1A | 0.52 | Kilometer |  | 5481.32 | Labor | 238091.46 | 340930.53 | M-0403016 | RDCZ-A-1.1ALaborM-0403016 | Anti climbing devices ( Barbed wire 2.24 mm dia, 14 SWG) | No | NUMBER | 3 | 129.48 | 129.48
5028055 | 116561 | 4459 | 3 | 895 | 1100182 | Agrawal Power Pvt.Ltd. |  | 20-279-110600-26-00001 | 6 | 2026-04-02 17:06 | 48520 | Turnkey- C Rajgarh | O&M Dn Jeerapur | RDSS | Revamped Distribution Sector Scheme | 2024-08-05 | 2024-06-11 19:41 | 2026-08-31 |  | 19338231.19 | 25336177.36 | Approved | PROJECT FOR THE FEEDER 33kv Dhamaniya jogi substaion @AND FEEDER ID 48520 | PROJECT FOR THE FEEDER 33kv Dhamaniya jogi substaion @AND FEEDER ID 48520 NSS-Damaniya Jogi Substation-Agrawal Power | Na | Na |  | NSS-Damaniya Jogi Substation-Agrawal Power | 2705142 | 7 | RDCZ-A-1.1A | RDCZ-A-1.1A | 0.52 | Kilometer |  | 0 | Supply | 238091.46 | 340930.53 | M-0403096 | RDCZ-A-1.1ASupplyM-0403096 | Earthing Coil of 115 Turns of 50 MM.Dia and 2.5 Mtr. Lead of 4.0 MM G.I Wire | No | NUMBER | 3 | 388.44 | 458.36
5028055 | 116561 | 4459 | 3 | 895 | 1100183 | Agrawal Power Pvt.Ltd. |  | 20-279-110600-26-00001 | 6 | 2026-04-02 17:06 | 48520 | Turnkey- C Rajgarh | O&M Dn Jeerapur | RDSS | Revamped Distribution Sector Scheme | 2024-08-05 | 2024-06-11 19:41 | 2026-08-31 |  | 19338231.19 | 25336177.36 | Approved | PROJECT FOR THE FEEDER 33kv Dhamaniya jogi substaion @AND FEEDER ID 48520 | PROJECT FOR THE FEEDER 33kv Dhamaniya jogi substaion @AND FEEDER ID 48520 NSS-Damaniya Jogi Substation-Agrawal Power | Na | Na |  | NSS-Damaniya Jogi Substation-Agrawal Power | 2705142 | 7 | RDCZ-A-1.1A | RDCZ-A-1.1A | 0.52 | Kilometer |  | 0 | Labor | 238091.46 | 340930.53 | M-0403096 | RDCZ-A-1.1ALaborM-0403096 | Earthing Coil of 115 Turns of 50 MM.Dia and 2.5 Mtr. Lead of 4.0 MM G.I Wire | No | NUMBER | 3 | 0 | 0
5028055 | 116561 | 4459 | 3 | 895 | 1100184 | Agrawal Power Pvt.Ltd. |  | 20-279-110600-26-00001 | 6 | 2026-04-02 17:06 | 48520 | Turnkey- C Rajgarh | O&M Dn Jeerapur | RDSS | Revamped Distribution Sector Scheme | 2024-08-05 | 2024-06-11 19:41 | 2026-08-31 |  | 19338231.19 | 25336177.36 | Approved | PROJECT FOR THE FEEDER 33kv Dhamaniya jogi substaion @AND FEEDER ID 48520 | PROJECT FOR THE FEEDER 33kv Dhamaniya jogi substaion @AND FEEDER ID 48520 NSS-Damaniya Jogi Substation-Agrawal Power | Na | Na |  | NSS-Damaniya Jogi Substation-Agrawal Power | 2705142 | 7 | RDCZ-A-1.1A | RDCZ-A-1.1A | 0.52 | Kilometer |  | 0 | Labor | 238091.46 | 340930.53 | M-0403208 | RDCZ-A-1.1ALaborM-0403208 | M.S.Nuts with Bolts | Kg | KG | 9 | 0 | 0
5028055 | 116561 | 4459 | 3 | 895 | 1100185 | Agrawal Power Pvt.Ltd. |  | 20-279-110600-26-00001 | 6 | 2026-04-02 17:06 | 48520 | Turnkey- C Rajgarh | O&M Dn Jeerapur | RDSS | Revamped Distribution Sector Scheme | 2024-08-05 | 2024-06-11 19:41 | 2026-08-31 |  | 19338231.19 | 25336177.36 | Approved | PROJECT FOR THE FEEDER 33kv Dhamaniya jogi substaion @AND FEEDER ID 48520 | PROJECT FOR THE FEEDER 33kv Dhamaniya jogi substaion @AND FEEDER ID 48520 NSS-Damaniya Jogi Substation-Agrawal Power | Na | Na |  | NSS-Damaniya Jogi Substation-Agrawal Power | 2705142 | 7 | RDCZ-A-1.1A | RDCZ-A-1.1A | 0.52 | Kilometer |  | 0 | Supply | 238091.46 | 340930.53 | M-0403208 | RDCZ-A-1.1ASupplyM-0403208 | M.S.Nuts with Bolts | Kg | KG | 9 | 767.16 | 905.25
5028055 | 116561 | 4459 | 3 | 895 | 1100186 | Agrawal Power Pvt.Ltd. |  | 20-279-110600-26-00001 | 6 | 2026-04-02 17:06 | 48520 | Turnkey- C Rajgarh | O&M Dn Jeerapur | RDSS | Revamped Distribution Sector Scheme | 2024-08-05 | 2024-06-11 19:41 | 2026-08-31 |  | 19338231.19 | 25336177.36 | Approved | PROJECT FOR THE FEEDER 33kv Dhamaniya jogi substaion @AND FEEDER ID 48520 | PROJECT FOR THE FEEDER 33kv Dhamaniya jogi substaion @AND FEEDER ID 48520 NSS-Damaniya Jogi Substation-Agrawal Power | Na | Na |  | NSS-Damaniya Jogi Substation-Agrawal Power | 2705142 | 7 | RDCZ-A-1.1A | RDCZ-A-1.1A | 0.52 | Kilometer |  | 5914.02 | Labor | 238091.46 | 340930.53 | M-0404231 | RDCZ-A-1.1ALaborM-0404231 | Jointing Sleeves suitable for Dog (100Sq.mm.Al. Eq. ) AAAC conductor | Ea | EA | 1 | 281.62 | 281.62
5028055 | 116561 | 4459 | 3 | 895 | 1100187 | Agrawal Power Pvt.Ltd. |  | 20-279-110600-26-00001 | 6 | 2026-04-02 17:06 | 48520 | Turnkey- C Rajgarh | O&M Dn Jeerapur | RDSS | Revamped Distribution Sector Scheme | 2024-08-05 | 2024-06-11 19:41 | 2026-08-31 |  | 19338231.19 | 25336177.36 | Approved | PROJECT FOR THE FEEDER 33kv Dhamaniya jogi substaion @AND FEEDER ID 48520 | PROJECT FOR THE FEEDER 33kv Dhamaniya jogi substaion @AND FEEDER ID 48520 NSS-Damaniya Jogi Substation-Agrawal Power | Na | Na |  | NSS-Damaniya Jogi Substation-Agrawal Power | 2705142 | 7 | RDCZ-A-1.1A | RDCZ-A-1.1A | 0.52 | Kilometer |  | 5914.02 | Supply | 238091.46 | 340930.53 | M-0404231 | RDCZ-A-1.1ASupplyM-0404231 | Jointing Sleeves suitable for Dog (100Sq.mm.Al. Eq. ) AAAC conductor | Ea | EA | 1 | 182.35 | 547.48
5028055 | 116561 | 4459 | 3 | 895 | 1100188 | Agrawal Power Pvt.Ltd. |  | 20-279-110600-26-00001 | 6 | 2026-04-02 17:06 | 48520 | Turnkey- C Rajgarh | O&M Dn Jeerapur | RDSS | Revamped Distribution Sector Scheme | 2024-08-05 | 2024-06-11 19:41 | 2026-08-31 |  | 19338231.19 | 25336177.36 | Approved | PROJECT FOR THE FEEDER 33kv Dhamaniya jogi substaion @AND FEEDER ID 48520 | PROJECT FOR THE FEEDER 33kv Dhamaniya jogi substaion @AND FEEDER ID 48520 NSS-Damaniya Jogi Substation-Agrawal Power | Na | Na |  | NSS-Damaniya Jogi Substation-Agrawal Power | 2705142 | 7 | RDCZ-A-1.1A | RDCZ-A-1.1A | 0.52 | Kilometer |  | 0 | Supply | 238091.46 | 340930.53 | M-0404370 | RDCZ-A-1.1ASupplyM-0404370 | Aluminium Binding wire and tape | Kg | KG | 2.4 | 895.99 | 1057.27
5028055 | 116561 | 4459 | 3 | 895 | 1100189 | Agrawal Power Pvt.Ltd. |  | 20-279-110600-26-00001 | 6 | 2026-04-02 17:06 | 48520 | Turnkey- C Rajgarh | O&M Dn Jeerapur | RDSS | Revamped Distribution Sector Scheme | 2024-08-05 | 2024-06-11 19:41 | 2026-08-31 |  | 19338231.19 | 25336177.36 | Approved | PROJECT FOR THE FEEDER 33kv Dhamaniya jogi substaion @AND FEEDER ID 48520 | PROJECT FOR THE FEEDER 33kv Dhamaniya jogi substaion @AND FEEDER ID 48520 NSS-Damaniya Jogi Substation-Agrawal Power | Na | Na |  | NSS-Damaniya Jogi Substation-Agrawal Power | 2705142 | 7 | RDCZ-A-1.1A | RDCZ-A-1.1A | 0.52 | Kilometer |  | 0 | Labor | 238091.46 | 340930.53 | M-0404370 | RDCZ-A-1.1ALaborM-0404370 | Aluminium Binding wire and tape | Kg | KG | 2.4 | 0 | 0
5028055 | 116561 | 4459 | 3 | 895 | 1100190 | Agrawal Power Pvt.Ltd. |  | 20-279-110600-26-00001 | 6 | 2026-04-02 17:06 | 48520 | Turnkey- C Rajgarh | O&M Dn Jeerapur | RDSS | Revamped Distribution Sector Scheme | 2024-08-05 | 2024-06-11 19:41 | 2026-08-31 |  | 19338231.19 | 25336177.36 | Approved | PROJECT FOR THE FEEDER 33kv Dhamaniya jogi substaion @AND FEEDER ID 48520 | PROJECT FOR THE FEEDER 33kv Dhamaniya jogi substaion @AND FEEDER ID 48520 NSS-Damaniya Jogi Substation-Agrawal Power | Na | Na |  | NSS-Damaniya Jogi Substation-Agrawal Power | 2705142 | 7 | RDCZ-A-1.1A | RDCZ-A-1.1A | 0.52 | Kilometer |  | 26448.48 | Supply | 238091.46 | 340930.53 | M-0501010 | RDCZ-A-1.1ASupplyM-0501010 | 280 Kg.,9.1 Mtrs. long PCC pole | No | NO | 3 | 12621.06 | 26596.3
5028055 | 116561 | 4459 | 3 | 895 | 1100191 | Agrawal Power Pvt.Ltd. |  | 20-279-110600-26-00001 | 6 | 2026-04-02 17:06 | 48520 | Turnkey- C Rajgarh | O&M Dn Jeerapur | RDSS | Revamped Distribution Sector Scheme | 2024-08-05 | 2024-06-11 19:41 | 2026-08-31 |  | 19338231.19 | 25336177.36 | Approved | PROJECT FOR THE FEEDER 33kv Dhamaniya jogi substaion @AND FEEDER ID 48520 | PROJECT FOR THE FEEDER 33kv Dhamaniya jogi substaion @AND FEEDER ID 48520 NSS-Damaniya Jogi Substation-Agrawal Power | Na | Na |  | NSS-Damaniya Jogi Substation-Agrawal Power | 2705142 | 7 | RDCZ-A-1.1A | RDCZ-A-1.1A | 0.52 | Kilometer |  | 26448.48 | Labor | 238091.46 | 340930.53 | M-0501010 | RDCZ-A-1.1ALaborM-0501010 | 280 Kg.,9.1 Mtrs. long PCC pole | No | NO | 3 | 9918.18 | 9918.18
5028055 | 116561 | 4459 | 3 | 895 | 1100192 | Agrawal Power Pvt.Ltd. |  | 20-279-110600-26-00001 | 6 | 2026-04-02 17:06 | 48520 | Turnkey- C Rajgarh | O&M Dn Jeerapur | RDSS | Revamped Distribution Sector Scheme | 2024-08-05 | 2024-06-11 19:41 | 2026-08-31 |  | 19338231.19 | 25336177.36 | Approved | PROJECT FOR THE FEEDER 33kv Dhamaniya jogi substaion @AND FEEDER ID 48520 | PROJECT FOR THE FEEDER 33kv Dhamaniya jogi substaion @AND FEEDER ID 48520 NSS-Damaniya Jogi Substation-Agrawal Power | Na | Na |  | NSS-Damaniya Jogi Substation-Agrawal Power | 2705142 | 7 | RDCZ-A-1.1A | RDCZ-A-1.1A | 0.52 | Kilometer |  | 1213.9 | Supply | 238091.46 | 340930.53 | M-0502001 | RDCZ-A-1.1ASupplyM-0502001 | 33 KV V cross-arms 75x75x6 mm angle (Each weight 24.60 Kg) | No | NUMBER | 5 | 10212.75 | 13483.45
5028055 | 116561 | 4459 | 3 | 895 | 1100193 | Agrawal Power Pvt.Ltd. |  | 20-279-110600-26-00001 | 6 | 2026-04-02 17:06 | 48520 | Turnkey- C Rajgarh | O&M Dn Jeerapur | RDSS | Revamped Distribution Sector Scheme | 2024-08-05 | 2024-06-11 19:41 | 2026-08-31 |  | 19338231.19 | 25336177.36 | Approved | PROJECT FOR THE FEEDER 33kv Dhamaniya jogi substaion @AND FEEDER ID 48520 | PROJECT FOR THE FEEDER 33kv Dhamaniya jogi substaion @AND FEEDER ID 48520 NSS-Damaniya Jogi Substation-Agrawal Power | Na | Na |  | NSS-Damaniya Jogi Substation-Agrawal Power | 2705142 | 7 | RDCZ-A-1.1A | RDCZ-A-1.1A | 0.52 | Kilometer |  | 1213.9 | Labor | 238091.46 | 340930.53 | M-0502001 | RDCZ-A-1.1ALaborM-0502001 | 33 KV V cross-arms 75x75x6 mm angle (Each weight 24.60 Kg) | No | NUMBER | 5 | 1213.9 | 1213.9
5028055 | 116561 | 4459 | 3 | 895 | 1100194 | Agrawal Power Pvt.Ltd. |  | 20-279-110600-26-00001 | 6 | 2026-04-02 17:06 | 48520 | Turnkey- C Rajgarh | O&M Dn Jeerapur | RDSS | Revamped Distribution Sector Scheme | 2024-08-05 | 2024-06-11 19:41 | 2026-08-31 |  | 19338231.19 | 25336177.36 | Approved | PROJECT FOR THE FEEDER 33kv Dhamaniya jogi substaion @AND FEEDER ID 48520 | PROJECT FOR THE FEEDER 33kv Dhamaniya jogi substaion @AND FEEDER ID 48520 NSS-Damaniya Jogi Substation-Agrawal Power | Na | Na |  | NSS-Damaniya Jogi Substation-Agrawal Power | 2705142 | 7 | RDCZ-A-1.1A | RDCZ-A-1.1A | 0.52 | Kilometer |  | 0 | Supply | 238091.46 | 340930.53 | M-0502023 | RDCZ-A-1.1ASupplyM-0502023 | Back Clamp for 280 Kg PCC Pole of MS Flat 65x8mm.(Each weight 1.92 Kg) | No | NO | 6 | 958.14 | 1130.61
5028055 | 116561 | 4459 | 3 | 895 | 1100195 | Agrawal Power Pvt.Ltd. |  | 20-279-110600-26-00001 | 6 | 2026-04-02 17:06 | 48520 | Turnkey- C Rajgarh | O&M Dn Jeerapur | RDSS | Revamped Distribution Sector Scheme | 2024-08-05 | 2024-06-11 19:41 | 2026-08-31 |  | 19338231.19 | 25336177.36 | Approved | PROJECT FOR THE FEEDER 33kv Dhamaniya jogi substaion @AND FEEDER ID 48520 | PROJECT FOR THE FEEDER 33kv Dhamaniya jogi substaion @AND FEEDER ID 48520 NSS-Damaniya Jogi Substation-Agrawal Power | Na | Na |  | NSS-Damaniya Jogi Substation-Agrawal Power | 2705142 | 7 | RDCZ-A-1.1A | RDCZ-A-1.1A | 0.52 | Kilometer |  | 0 | Labor | 238091.46 | 340930.53 | M-0502023 | RDCZ-A-1.1ALaborM-0502023 | Back Clamp for 280 Kg PCC Pole of MS Flat 65x8mm.(Each weight 1.92 Kg) | No | NO | 6 | 0 | 0
5028055 | 116561 | 4459 | 3 | 895 | 1100196 | Agrawal Power Pvt.Ltd. |  | 20-279-110600-26-00001 | 6 | 2026-04-02 17:06 | 48520 | Turnkey- C Rajgarh | O&M Dn Jeerapur | RDSS | Revamped Distribution Sector Scheme | 2024-08-05 | 2024-06-11 19:41 | 2026-08-31 |  | 19338231.19 | 25336177.36 | Approved | PROJECT FOR THE FEEDER 33kv Dhamaniya jogi substaion @AND FEEDER ID 48520 | PROJECT FOR THE FEEDER 33kv Dhamaniya jogi substaion @AND FEEDER ID 48520 NSS-Damaniya Jogi Substation-Agrawal Power | Na | Na |  | NSS-Damaniya Jogi Substation-Agrawal Power | 2705142 | 7 | RDCZ-A-1.1A | RDCZ-A-1.1A | 0.52 | Kilometer |  | 377.66 | Labor | 238091.46 | 340930.53 | M-0502055 | RDCZ-A-1.1ALaborM-0502055 | 33 KV Top clamps 75x75x6 mm Angle | No | NUMBER | 5 | 377.65 | 377.65
5028055 | 116561 | 4459 | 3 | 895 | 1100197 | Agrawal Power Pvt.Ltd. |  | 20-279-110600-26-00001 | 6 | 2026-04-02 17:06 | 48520 | Turnkey- C Rajgarh | O&M Dn Jeerapur | RDSS | Revamped Distribution Sector Scheme | 2024-08-05 | 2024-06-11 19:41 | 2026-08-31 |  | 19338231.19 | 25336177.36 | Approved | PROJECT FOR THE FEEDER 33kv Dhamaniya jogi substaion @AND FEEDER ID 48520 | PROJECT FOR THE FEEDER 33kv Dhamaniya jogi substaion @AND FEEDER ID 48520 NSS-Damaniya Jogi Substation-Agrawal Power | Na | Na |  | NSS-Damaniya Jogi Substation-Agrawal Power | 2705142 | 7 | RDCZ-A-1.1A | RDCZ-A-1.1A | 0.52 | Kilometer |  | 377.66 | Supply | 238091.46 | 340930.53 | M-0502055 | RDCZ-A-1.1ASupplyM-0502055 | 33 KV Top clamps 75x75x6 mm Angle | No | NUMBER | 5 | 1483.65 | 2196.33
5028055 | 116561 | 4459 | 3 | 895 | 1100198 | Agrawal Power Pvt.Ltd. |  | 20-279-110600-26-00001 | 6 | 2026-04-02 17:06 | 48520 | Turnkey- C Rajgarh | O&M Dn Jeerapur | RDSS | Revamped Distribution Sector Scheme | 2024-08-05 | 2024-06-11 19:41 | 2026-08-31 |  | 19338231.19 | 25336177.36 | Approved | PROJECT FOR THE FEEDER 33kv Dhamaniya jogi substaion @AND FEEDER ID 48520 | PROJECT FOR THE FEEDER 33kv Dhamaniya jogi substaion @AND FEEDER ID 48520 NSS-Damaniya Jogi Substation-Agrawal Power | Na | Na |  | NSS-Damaniya Jogi Substation-Agrawal Power | 2705142 | 7 | RDCZ-A-1.1A | RDCZ-A-1.1A | 0.52 | Kilometer |  | 29949.75 | Supply | 238091.46 | 340930.53 | M-0502231 | RDCZ-A-1.1ASupplyM-0502231 | Stay set 20 mm. complete without Stay wire (Painted) | No | NO | 2 | 1881.78 | 3944.43
5028055 | 116561 | 4459 | 3 | 895 | 1100199 | Agrawal Power Pvt.Ltd. |  | 20-279-110600-26-00001 | 6 | 2026-04-02 17:06 | 48520 | Turnkey- C Rajgarh | O&M Dn Jeerapur | RDSS | Revamped Distribution Sector Scheme | 2024-08-05 | 2024-06-11 19:41 | 2026-08-31 |  | 19338231.19 | 25336177.36 | Approved | PROJECT FOR THE FEEDER 33kv Dhamaniya jogi substaion @AND FEEDER ID 48520 | PROJECT FOR THE FEEDER 33kv Dhamaniya jogi substaion @AND FEEDER ID 48520 NSS-Damaniya Jogi Substation-Agrawal Power | Na | Na |  | NSS-Damaniya Jogi Substation-Agrawal Power | 2705142 | 7 | RDCZ-A-1.1A | RDCZ-A-1.1A | 0.52 | Kilometer |  | 29949.75 | Labor | 238091.46 | 340930.53 | M-0502231 | RDCZ-A-1.1ALaborM-0502231 | Stay set 20 mm. complete without Stay wire (Painted) | No | NO | 2 | 1460.96 | 1460.96
5028055 | 116561 | 4459 | 3 | 895 | 1100200 | Agrawal Power Pvt.Ltd. |  | 20-279-110600-26-00001 | 6 | 2026-04-02 17:06 | 48520 | Turnkey- C Rajgarh | O&M Dn Jeerapur | RDSS | Revamped Distribution Sector Scheme | 2024-08-05 | 2024-06-11 19:41 | 2026-08-31 |  | 19338231.19 | 25336177.36 | Approved | PROJECT FOR THE FEEDER 33kv Dhamaniya jogi substaion @AND FEEDER ID 48520 | PROJECT FOR THE FEEDER 33kv Dhamaniya jogi substaion @AND FEEDER ID 48520 NSS-Damaniya Jogi Substation-Agrawal Power | Na | Na |  | NSS-Damaniya Jogi Substation-Agrawal Power | 2705142 | 7 | RDCZ-A-1.1A | RDCZ-A-1.1A | 0.52 | Kilometer |  | 0 | Supply | 238091.46 | 340930.53 | M-0502260 | RDCZ-A-1.1ASupplyM-0502260 | Clamp 65X8 MM of MS Flat for pcc Pole 280Kg. (Each weight 3.04 kg ) | PR | PAIRS | 4 | 1009.96 | 1191.75
5028055 | 116561 | 4459 | 3 | 895 | 1100201 | Agrawal Power Pvt.Ltd. |  | 20-279-110600-26-00001 | 6 | 2026-04-02 17:06 | 48520 | Turnkey- C Rajgarh | O&M Dn Jeerapur | RDSS | Revamped Distribution Sector Scheme | 2024-08-05 | 2024-06-11 19:41 | 2026-08-31 |  | 19338231.19 | 25336177.36 | Approved | PROJECT FOR THE FEEDER 33kv Dhamaniya jogi substaion @AND FEEDER ID 48520 | PROJECT FOR THE FEEDER 33kv Dhamaniya jogi substaion @AND FEEDER ID 48520 NSS-Damaniya Jogi Substation-Agrawal Power | Na | Na |  | NSS-Damaniya Jogi Substation-Agrawal Power | 2705142 | 7 | RDCZ-A-1.1A | RDCZ-A-1.1A | 0.52 | Kilometer |  | 0 | Labor | 238091.46 | 340930.53 | M-0502260 | RDCZ-A-1.1ALaborM-0502260 | Clamp 65X8 MM of MS Flat for pcc Pole 280Kg. (Each weight 3.04 kg ) | PR | PAIRS | 4 | 0 | 0
5028055 | 116561 | 4459 | 3 | 895 | 1100202 | Agrawal Power Pvt.Ltd. |  | 20-279-110600-26-00001 | 6 | 2026-04-02 17:06 | 48520 | Turnkey- C Rajgarh | O&M Dn Jeerapur | RDSS | Revamped Distribution Sector Scheme | 2024-08-05 | 2024-06-11 19:41 | 2026-08-31 |  | 19338231.19 | 25336177.36 | Approved | PROJECT FOR THE FEEDER 33kv Dhamaniya jogi substaion @AND FEEDER ID 48520 | PROJECT FOR THE FEEDER 33kv Dhamaniya jogi substaion @AND FEEDER ID 48520 NSS-Damaniya Jogi Substation-Agrawal Power | Na | Na |  | NSS-Damaniya Jogi Substation-Agrawal Power | 2705142 | 7 | RDCZ-A-1.1A | RDCZ-A-1.1A | 0.52 | Kilometer |  | 469.35 | Supply | 238091.46 | 340930.53 | M-0502430 | RDCZ-A-1.1ASupplyM-0502430 | Danger Boards Enamelled 33 KV | No | NUMBER | 3 | 216.87 | 366.67
5028055 | 116561 | 4459 | 3 | 895 | 1100203 | Agrawal Power Pvt.Ltd. |  | 20-279-110600-26-00001 | 6 | 2026-04-02 17:06 | 48520 | Turnkey- C Rajgarh | O&M Dn Jeerapur | RDSS | Revamped Distribution Sector Scheme | 2024-08-05 | 2024-06-11 19:41 | 2026-08-31 |  | 19338231.19 | 25336177.36 | Approved | PROJECT FOR THE FEEDER 33kv Dhamaniya jogi substaion @AND FEEDER ID 48520 | PROJECT FOR THE FEEDER 33kv Dhamaniya jogi substaion @AND FEEDER ID 48520 NSS-Damaniya Jogi Substation-Agrawal Power | Na | Na |  | NSS-Damaniya Jogi Substation-Agrawal Power | 2705142 | 7 | RDCZ-A-1.1A | RDCZ-A-1.1A | 0.52 | Kilometer |  | 469.35 | Labor | 238091.46 | 340930.53 | M-0502430 | RDCZ-A-1.1ALaborM-0502430 | Danger Boards Enamelled 33 KV | No | NUMBER | 3 | 93.87 | 93.87
5028055 | 116561 | 4459 | 3 | 895 | 1100204 | Agrawal Power Pvt.Ltd. |  | 20-279-110600-26-00001 | 6 | 2026-04-02 17:06 | 48520 | Turnkey- C Rajgarh | O&M Dn Jeerapur | RDSS | Revamped Distribution Sector Scheme | 2024-08-05 | 2024-06-11 19:41 | 2026-08-31 |  | 19338231.19 | 25336177.36 | Approved | PROJECT FOR THE FEEDER 33kv Dhamaniya jogi substaion @AND FEEDER ID 48520 | PROJECT FOR THE FEEDER 33kv Dhamaniya jogi substaion @AND FEEDER ID 48520 NSS-Damaniya Jogi Substation-Agrawal Power | Na | Na |  | NSS-Damaniya Jogi Substation-Agrawal Power | 2705142 | 7 | RDCZ-A-1.1A | RDCZ-A-1.1A | 0.52 | Kilometer |  | 0 | Supply | 238091.46 | 340930.53 | M-0601036 | RDCZ-A-1.1ASupplyM-0601036 | Stay Insulators 90X65mm | Ea | EA | 2 | 34.52 | 40.73
5028055 | 116561 | 4459 | 3 | 895 | 1100205 | Agrawal Power Pvt.Ltd. |  | 20-279-110600-26-00001 | 6 | 2026-04-02 17:06 | 48520 | Turnkey- C Rajgarh | O&M Dn Jeerapur | RDSS | Revamped Distribution Sector Scheme | 2024-08-05 | 2024-06-11 19:41 | 2026-08-31 |  | 19338231.19 | 25336177.36 | Approved | PROJECT FOR THE FEEDER 33kv Dhamaniya jogi substaion @AND FEEDER ID 48520 | PROJECT FOR THE FEEDER 33kv Dhamaniya jogi substaion @AND FEEDER ID 48520 NSS-Damaniya Jogi Substation-Agrawal Power | Na | Na |  | NSS-Damaniya Jogi Substation-Agrawal Power | 2705142 | 7 | RDCZ-A-1.1A | RDCZ-A-1.1A | 0.52 | Kilometer |  | 0 | Labor | 238091.46 | 340930.53 | M-0601036 | RDCZ-A-1.1ALaborM-0601036 | Stay Insulators 90X65mm | Ea | EA | 2 | 0 | 0
5028055 | 116561 | 4459 | 3 | 895 | 1100206 | Agrawal Power Pvt.Ltd. |  | 20-279-110600-26-00001 | 6 | 2026-04-02 17:06 | 48520 | Turnkey- C Rajgarh | O&M Dn Jeerapur | RDSS | Revamped Distribution Sector Scheme | 2024-08-05 | 2024-06-11 19:41 | 2026-08-31 |  | 19338231.19 | 25336177.36 | Approved | PROJECT FOR THE FEEDER 33kv Dhamaniya jogi substaion @AND FEEDER ID 48520 | PROJECT FOR THE FEEDER 33kv Dhamaniya jogi substaion @AND FEEDER ID 48520 NSS-Damaniya Jogi Substation-Agrawal Power | Na | Na |  | NSS-Damaniya Jogi Substation-Agrawal Power | 2705142 | 7 | RDCZ-A-1.1A | RDCZ-A-1.1A | 0.52 | Kilometer |  | 2890.47 | Supply | 238091.46 | 340930.53 | M-0602001 | RDCZ-A-1.1ASupplyM-0602001 | 33 KV Pin Insulator Polymer Composite (10 KN) | No | NUMBER | 15 | 6393.15 | 8441.48
5028055 | 116561 | 4459 | 3 | 895 | 1100207 | Agrawal Power Pvt.Ltd. |  | 20-279-110600-26-00001 | 6 | 2026-04-02 17:06 | 48520 | Turnkey- C Rajgarh | O&M Dn Jeerapur | RDSS | Revamped Distribution Sector Scheme | 2024-08-05 | 2024-06-11 19:41 | 2026-08-31 |  | 19338231.19 | 25336177.36 | Approved | PROJECT FOR THE FEEDER 33kv Dhamaniya jogi substaion @AND FEEDER ID 48520 | PROJECT FOR THE FEEDER 33kv Dhamaniya jogi substaion @AND FEEDER ID 48520 NSS-Damaniya Jogi Substation-Agrawal Power | Na | Na |  | NSS-Damaniya Jogi Substation-Agrawal Power | 2705142 | 7 | RDCZ-A-1.1A | RDCZ-A-1.1A | 0.52 | Kilometer |  | 2890.47 | Labor | 238091.46 | 340930.53 | M-0602001 | RDCZ-A-1.1ALaborM-0602001 | 33 KV Pin Insulator Polymer Composite (10 KN) | No | NUMBER | 15 | 760.65 | 760.65
5028055 | 116561 | 4459 | 3 | 895 | 1100208 | Agrawal Power Pvt.Ltd. |  | 20-279-110600-26-00001 | 6 | 2026-04-02 17:06 | 48520 | Turnkey- C Rajgarh | O&M Dn Jeerapur | RDSS | Revamped Distribution Sector Scheme | 2024-08-05 | 2024-06-11 19:41 | 2026-08-31 |  | 19338231.19 | 25336177.36 | Approved | PROJECT FOR THE FEEDER 33kv Dhamaniya jogi substaion @AND FEEDER ID 48520 | PROJECT FOR THE FEEDER 33kv Dhamaniya jogi substaion @AND FEEDER ID 48520 NSS-Damaniya Jogi Substation-Agrawal Power | Na | Na |  | NSS-Damaniya Jogi Substation-Agrawal Power | 2705142 | 7 | RDCZ-A-1.1A | RDCZ-A-1.1A | 0.52 | Kilometer |  | 34959.63 | Labor | 238091.46 | 340930.53 | M-1214001 | RDCZ-A-1.1ALaborM-1214001 | Red oxide paint | l | L | 1e-05 | 0 | 0
5028055 | 116561 | 4459 | 3 | 895 | 1100209 | Agrawal Power Pvt.Ltd. |  | 20-279-110600-26-00001 | 6 | 2026-04-02 17:06 | 48520 | Turnkey- C Rajgarh | O&M Dn Jeerapur | RDSS | Revamped Distribution Sector Scheme | 2024-08-05 | 2024-06-11 19:41 | 2026-08-31 |  | 19338231.19 | 25336177.36 | Approved | PROJECT FOR THE FEEDER 33kv Dhamaniya jogi substaion @AND FEEDER ID 48520 | PROJECT FOR THE FEEDER 33kv Dhamaniya jogi substaion @AND FEEDER ID 48520 NSS-Damaniya Jogi Substation-Agrawal Power | Na | Na |  | NSS-Damaniya Jogi Substation-Agrawal Power | 2705142 | 7 | RDCZ-A-1.1A | RDCZ-A-1.1A | 0.52 | Kilometer |  | 34959.63 | Supply | 238091.46 | 340930.53 | M-1214001 | RDCZ-A-1.1ASupplyM-1214001 | Red oxide paint | l | L | 1e-05 | 0 | 0
5028055 | 116561 | 4459 | 3 | 895 | 1100210 | Agrawal Power Pvt.Ltd. |  | 20-279-110600-26-00001 | 6 | 2026-04-02 17:06 | 48520 | Turnkey- C Rajgarh | O&M Dn Jeerapur | RDSS | Revamped Distribution Sector Scheme | 2024-08-05 | 2024-06-11 19:41 | 2026-08-31 |  | 19338231.19 | 25336177.36 | Approved | PROJECT FOR THE FEEDER 33kv Dhamaniya jogi substaion @AND FEEDER ID 48520 | PROJECT FOR THE FEEDER 33kv Dhamaniya jogi substaion @AND FEEDER ID 48520 NSS-Damaniya Jogi Substation-Agrawal Power | Na | Na |  | NSS-Damaniya Jogi Substation-Agrawal Power | 2705142 | 7 | RDCZ-A-1.1A | RDCZ-A-1.1A | 0.52 | Kilometer |  | 24860.42 | Supply | 238091.46 | 340930.53 | M-1214002 | RDCZ-A-1.1ASupplyM-1214002 | Aluminium paint | l | L | 1e-05 | 0 | 0
5028055 | 116561 | 4459 | 3 | 895 | 1100211 | Agrawal Power Pvt.Ltd. |  | 20-279-110600-26-00001 | 6 | 2026-04-02 17:06 | 48520 | Turnkey- C Rajgarh | O&M Dn Jeerapur | RDSS | Revamped Distribution Sector Scheme | 2024-08-05 | 2024-06-11 19:41 | 2026-08-31 |  | 19338231.19 | 25336177.36 | Approved | PROJECT FOR THE FEEDER 33kv Dhamaniya jogi substaion @AND FEEDER ID 48520 | PROJECT FOR THE FEEDER 33kv Dhamaniya jogi substaion @AND FEEDER ID 48520 NSS-Damaniya Jogi Substation-Agrawal Power | Na | Na |  | NSS-Damaniya Jogi Substation-Agrawal Power | 2705142 | 7 | RDCZ-A-1.1A | RDCZ-A-1.1A | 0.52 | Kilometer |  | 24860.42 | Labor | 238091.46 | 340930.53 | M-1214002 | RDCZ-A-1.1ALaborM-1214002 | Aluminium paint | l | L | 1e-05 | 0 | 0
5028055 | 116561 | 4459 | 3 | 895 | 1100212 | Agrawal Power Pvt.Ltd. |  | 20-279-110600-26-00001 | 6 | 2026-04-02 17:06 | 48520 | Turnkey- C Rajgarh | O&M Dn Jeerapur | RDSS | Revamped Distribution Sector Scheme | 2024-08-05 | 2024-06-11 19:41 | 2026-08-31 |  | 19338231.19 | 25336177.36 | Approved | PROJECT FOR THE FEEDER 33kv Dhamaniya jogi substaion @AND FEEDER ID 48520 | PROJECT FOR THE FEEDER 33kv Dhamaniya jogi substaion @AND FEEDER ID 48520 NSS-Damaniya Jogi Substation-Agrawal Power | Na | Na |  | NSS-Damaniya Jogi Substation-Agrawal Power | 2705142 | 7 | RDCZ-A-1.1A | RDCZ-A-1.1A | 0.52 | Kilometer |  | 9829.55 | Supply | 238091.46 | 340930.53 | P-0001002 | RDCZ-A-1.1ASupplyP-0001002 | Concreting of stay (20 mm / 25 mm) @ 0.3 cmt. per stay | CMT | CMT | 0.06 | 282.27 | 381.21
5028055 | 116561 | 4459 | 3 | 895 | 1100213 | Agrawal Power Pvt.Ltd. |  | 20-279-110600-26-00001 | 6 | 2026-04-02 17:06 | 48520 | Turnkey- C Rajgarh | O&M Dn Jeerapur | RDSS | Revamped Distribution Sector Scheme | 2024-08-05 | 2024-06-11 19:41 | 2026-08-31 |  | 19338231.19 | 25336177.36 | Approved | PROJECT FOR THE FEEDER 33kv Dhamaniya jogi substaion @AND FEEDER ID 48520 | PROJECT FOR THE FEEDER 33kv Dhamaniya jogi substaion @AND FEEDER ID 48520 NSS-Damaniya Jogi Substation-Agrawal Power | Na | Na |  | NSS-Damaniya Jogi Substation-Agrawal Power | 2705142 | 7 | RDCZ-A-1.1A | RDCZ-A-1.1A | 0.52 | Kilometer |  | 9829.55 | Labor | 238091.46 | 340930.53 | P-0001002 | RDCZ-A-1.1ALaborP-0001002 | Concreting of stay (20 mm / 25 mm) @ 0.3 cmt. per stay | CMT | CMT | 0.06 | 40.79 | 40.79
5028055 | 116561 | 4459 | 3 | 895 | 1100214 | Agrawal Power Pvt.Ltd. |  | 20-279-110600-26-00001 | 6 | 2026-04-02 17:06 | 48520 | Turnkey- C Rajgarh | O&M Dn Jeerapur | RDSS | Revamped Distribution Sector Scheme | 2024-08-05 | 2024-06-11 19:41 | 2026-08-31 |  | 19338231.19 | 25336177.36 | Approved | PROJECT FOR THE FEEDER 33kv Dhamaniya jogi substaion @AND FEEDER ID 48520 | PROJECT FOR THE FEEDER 33kv Dhamaniya jogi substaion @AND FEEDER ID 48520 NSS-Damaniya Jogi Substation-Agrawal Power | Na | Na |  | NSS-Damaniya Jogi Substation-Agrawal Power | 2705142 | 7 | RDCZ-A-1.1A | RDCZ-A-1.1A | 0.52 | Kilometer |  | 0 | Supply | 238091.46 | 340930.53 | P-0702056 | RDCZ-A-1.1ASupplyP-0702056 | Stone Block/Pre cast block for base pedding(450X450X75MM) | No | NO | 3 | 877.23 | 1035.13
5028055 | 116561 | 4459 | 3 | 895 | 1100215 | Agrawal Power Pvt.Ltd. |  | 20-279-110600-26-00001 | 6 | 2026-04-02 17:06 | 48520 | Turnkey- C Rajgarh | O&M Dn Jeerapur | RDSS | Revamped Distribution Sector Scheme | 2024-08-05 | 2024-06-11 19:41 | 2026-08-31 |  | 19338231.19 | 25336177.36 | Approved | PROJECT FOR THE FEEDER 33kv Dhamaniya jogi substaion @AND FEEDER ID 48520 | PROJECT FOR THE FEEDER 33kv Dhamaniya jogi substaion @AND FEEDER ID 48520 NSS-Damaniya Jogi Substation-Agrawal Power | Na | Na |  | NSS-Damaniya Jogi Substation-Agrawal Power | 2705142 | 7 | RDCZ-A-1.1A | RDCZ-A-1.1A | 0.52 | Kilometer |  | 0 | Labor | 238091.46 | 340930.53 | P-0702056 | RDCZ-A-1.1ALaborP-0702056 | Stone Block/Pre cast block for base pedding(450X450X75MM) | No | NO | 3 | 0 | 0
5028055 | 116561 | 4459 | 3 | 895 | 1100216 | Agrawal Power Pvt.Ltd. |  | 20-279-110600-26-00001 | 6 | 2026-04-02 17:06 | 48520 | Turnkey- C Rajgarh | O&M Dn Jeerapur | RDSS | Revamped Distribution Sector Scheme | 2024-08-05 | 2024-06-11 19:41 | 2026-08-31 |  | 19338231.19 | 25336177.36 | Approved | PROJECT FOR THE FEEDER 33kv Dhamaniya jogi substaion @AND FEEDER ID 48520 | PROJECT FOR THE FEEDER 33kv Dhamaniya jogi substaion @AND FEEDER ID 48520 NSS-Damaniya Jogi Substation-Agrawal Power | Na | Na |  | NSS-Damaniya Jogi Substation-Agrawal Power | 2705142 | 8 | RDCZ-A-6.1 | RDCZ-A-6.1 | 1.00 | Number |  | 0 | Supply | 50266.99 | 77678.19 | M-0001001 | RDCZ-A-6.1SupplyM-0001001 | Back filling of poles with boulders. | No | NO | 2 | 340.96 | 402.33
5028055 | 116561 | 4459 | 3 | 895 | 1100217 | Agrawal Power Pvt.Ltd. |  | 20-279-110600-26-00001 | 6 | 2026-04-02 17:06 | 48520 | Turnkey- C Rajgarh | O&M Dn Jeerapur | RDSS | Revamped Distribution Sector Scheme | 2024-08-05 | 2024-06-11 19:41 | 2026-08-31 |  | 19338231.19 | 25336177.36 | Approved | PROJECT FOR THE FEEDER 33kv Dhamaniya jogi substaion @AND FEEDER ID 48520 | PROJECT FOR THE FEEDER 33kv Dhamaniya jogi substaion @AND FEEDER ID 48520 NSS-Damaniya Jogi Substation-Agrawal Power | Na | Na |  | NSS-Damaniya Jogi Substation-Agrawal Power | 2705142 | 8 | RDCZ-A-6.1 | RDCZ-A-6.1 | 1.00 | Number |  | 0 | Labor | 50266.99 | 77678.19 | M-0001001 | RDCZ-A-6.1LaborM-0001001 | Back filling of poles with boulders. | No | NO | 2 | 0 | 0
5028055 | 116561 | 4459 | 3 | 895 | 1100218 | Agrawal Power Pvt.Ltd. |  | 20-279-110600-26-00001 | 6 | 2026-04-02 17:06 | 48520 | Turnkey- C Rajgarh | O&M Dn Jeerapur | RDSS | Revamped Distribution Sector Scheme | 2024-08-05 | 2024-06-11 19:41 | 2026-08-31 |  | 19338231.19 | 25336177.36 | Approved | PROJECT FOR THE FEEDER 33kv Dhamaniya jogi substaion @AND FEEDER ID 48520 | PROJECT FOR THE FEEDER 33kv Dhamaniya jogi substaion @AND FEEDER ID 48520 NSS-Damaniya Jogi Substation-Agrawal Power | Na | Na |  | NSS-Damaniya Jogi Substation-Agrawal Power | 2705142 | 8 | RDCZ-A-6.1 | RDCZ-A-6.1 | 1.00 | Number |  | 0 | Supply | 50266.99 | 77678.19 | M-0403014 | RDCZ-A-6.1SupplyM-0403014 | STAY GI WIRE 7/4.00 MM.(7/8 SWG) | Kg | KG | 48 | 3521.76 | 4155.68
5028055 | 116561 | 4459 | 3 | 895 | 1100219 | Agrawal Power Pvt.Ltd. |  | 20-279-110600-26-00001 | 6 | 2026-04-02 17:06 | 48520 | Turnkey- C Rajgarh | O&M Dn Jeerapur | RDSS | Revamped Distribution Sector Scheme | 2024-08-05 | 2024-06-11 19:41 | 2026-08-31 |  | 19338231.19 | 25336177.36 | Approved | PROJECT FOR THE FEEDER 33kv Dhamaniya jogi substaion @AND FEEDER ID 48520 | PROJECT FOR THE FEEDER 33kv Dhamaniya jogi substaion @AND FEEDER ID 48520 NSS-Damaniya Jogi Substation-Agrawal Power | Na | Na |  | NSS-Damaniya Jogi Substation-Agrawal Power | 2705142 | 8 | RDCZ-A-6.1 | RDCZ-A-6.1 | 1.00 | Number |  | 0 | Labor | 50266.99 | 77678.19 | M-0403014 | RDCZ-A-6.1LaborM-0403014 | STAY GI WIRE 7/4.00 MM.(7/8 SWG) | Kg | KG | 48 | 0 | 0
5028055 | 116561 | 4459 | 3 | 895 | 1100220 | Agrawal Power Pvt.Ltd. |  | 20-279-110600-26-00001 | 6 | 2026-04-02 17:06 | 48520 | Turnkey- C Rajgarh | O&M Dn Jeerapur | RDSS | Revamped Distribution Sector Scheme | 2024-08-05 | 2024-06-11 19:41 | 2026-08-31 |  | 19338231.19 | 25336177.36 | Approved | PROJECT FOR THE FEEDER 33kv Dhamaniya jogi substaion @AND FEEDER ID 48520 | PROJECT FOR THE FEEDER 33kv Dhamaniya jogi substaion @AND FEEDER ID 48520 NSS-Damaniya Jogi Substation-Agrawal Power | Na | Na |  | NSS-Damaniya Jogi Substation-Agrawal Power | 2705142 | 8 | RDCZ-A-6.1 | RDCZ-A-6.1 | 1.00 | Number |  | 5481.32 | Supply | 50266.99 | 77678.19 | M-0403016 | RDCZ-A-6.1SupplyM-0403016 | Anti climbing devices ( Barbed wire 2.24 mm dia, 14 SWG) | No | NUMBER | 2 | 636.62 | 853.07
5028055 | 116561 | 4459 | 3 | 895 | 1100221 | Agrawal Power Pvt.Ltd. |  | 20-279-110600-26-00001 | 6 | 2026-04-02 17:06 | 48520 | Turnkey- C Rajgarh | O&M Dn Jeerapur | RDSS | Revamped Distribution Sector Scheme | 2024-08-05 | 2024-06-11 19:41 | 2026-08-31 |  | 19338231.19 | 25336177.36 | Approved | PROJECT FOR THE FEEDER 33kv Dhamaniya jogi substaion @AND FEEDER ID 48520 | PROJECT FOR THE FEEDER 33kv Dhamaniya jogi substaion @AND FEEDER ID 48520 NSS-Damaniya Jogi Substation-Agrawal Power | Na | Na |  | NSS-Damaniya Jogi Substation-Agrawal Power | 2705142 | 8 | RDCZ-A-6.1 | RDCZ-A-6.1 | 1.00 | Number |  | 5481.32 | Labor | 50266.99 | 77678.19 | M-0403016 | RDCZ-A-6.1LaborM-0403016 | Anti climbing devices ( Barbed wire 2.24 mm dia, 14 SWG) | No | NUMBER | 2 | 86.32 | 86.32
5028055 | 116561 | 4459 | 3 | 895 | 1100222 | Agrawal Power Pvt.Ltd. |  | 20-279-110600-26-00001 | 6 | 2026-04-02 17:06 | 48520 | Turnkey- C Rajgarh | O&M Dn Jeerapur | RDSS | Revamped Distribution Sector Scheme | 2024-08-05 | 2024-06-11 19:41 | 2026-08-31 |  | 19338231.19 | 25336177.36 | Approved | PROJECT FOR THE FEEDER 33kv Dhamaniya jogi substaion @AND FEEDER ID 48520 | PROJECT FOR THE FEEDER 33kv Dhamaniya jogi substaion @AND FEEDER ID 48520 NSS-Damaniya Jogi Substation-Agrawal Power | Na | Na |  | NSS-Damaniya Jogi Substation-Agrawal Power | 2705142 | 8 | RDCZ-A-6.1 | RDCZ-A-6.1 | 1.00 | Number |  | 0 | Supply | 50266.99 | 77678.19 | M-0403096 | RDCZ-A-6.1SupplyM-0403096 | Earthing Coil of 115 Turns of 50 MM.Dia and 2.5 Mtr. Lead of 4.0 MM G.I Wire | No | NUMBER | 2 | 258.96 | 305.57
5028055 | 116561 | 4459 | 3 | 895 | 1100223 | Agrawal Power Pvt.Ltd. |  | 20-279-110600-26-00001 | 6 | 2026-04-02 17:06 | 48520 | Turnkey- C Rajgarh | O&M Dn Jeerapur | RDSS | Revamped Distribution Sector Scheme | 2024-08-05 | 2024-06-11 19:41 | 2026-08-31 |  | 19338231.19 | 25336177.36 | Approved | PROJECT FOR THE FEEDER 33kv Dhamaniya jogi substaion @AND FEEDER ID 48520 | PROJECT FOR THE FEEDER 33kv Dhamaniya jogi substaion @AND FEEDER ID 48520 NSS-Damaniya Jogi Substation-Agrawal Power | Na | Na |  | NSS-Damaniya Jogi Substation-Agrawal Power | 2705142 | 8 | RDCZ-A-6.1 | RDCZ-A-6.1 | 1.00 | Number |  | 0 | Labor | 50266.99 | 77678.19 | M-0403096 | RDCZ-A-6.1LaborM-0403096 | Earthing Coil of 115 Turns of 50 MM.Dia and 2.5 Mtr. Lead of 4.0 MM G.I Wire | No | NUMBER | 2 | 0 | 0
5028055 | 116561 | 4459 | 3 | 895 | 1100224 | Agrawal Power Pvt.Ltd. |  | 20-279-110600-26-00001 | 6 | 2026-04-02 17:06 | 48520 | Turnkey- C Rajgarh | O&M Dn Jeerapur | RDSS | Revamped Distribution Sector Scheme | 2024-08-05 | 2024-06-11 19:41 | 2026-08-31 |  | 19338231.19 | 25336177.36 | Approved | PROJECT FOR THE FEEDER 33kv Dhamaniya jogi substaion @AND FEEDER ID 48520 | PROJECT FOR THE FEEDER 33kv Dhamaniya jogi substaion @AND FEEDER ID 48520 NSS-Damaniya Jogi Substation-Agrawal Power | Na | Na |  | NSS-Damaniya Jogi Substation-Agrawal Power | 2705142 | 8 | RDCZ-A-6.1 | RDCZ-A-6.1 | 1.00 | Number |  | 0 | Labor | 50266.99 | 77678.19 | M-0403208 | RDCZ-A-6.1LaborM-0403208 | M.S.Nuts with Bolts | Kg | KG | 9.5 | 0 | 0
5028055 | 116561 | 4459 | 3 | 895 | 1100225 | Agrawal Power Pvt.Ltd. |  | 20-279-110600-26-00001 | 6 | 2026-04-02 17:06 | 48520 | Turnkey- C Rajgarh | O&M Dn Jeerapur | RDSS | Revamped Distribution Sector Scheme | 2024-08-05 | 2024-06-11 19:41 | 2026-08-31 |  | 19338231.19 | 25336177.36 | Approved | PROJECT FOR THE FEEDER 33kv Dhamaniya jogi substaion @AND FEEDER ID 48520 | PROJECT FOR THE FEEDER 33kv Dhamaniya jogi substaion @AND FEEDER ID 48520 NSS-Damaniya Jogi Substation-Agrawal Power | Na | Na |  | NSS-Damaniya Jogi Substation-Agrawal Power | 2705142 | 8 | RDCZ-A-6.1 | RDCZ-A-6.1 | 1.00 | Number |  | 0 | Supply | 50266.99 | 77678.19 | M-0403208 | RDCZ-A-6.1SupplyM-0403208 | M.S.Nuts with Bolts | Kg | KG | 9.5 | 809.78 | 955.54
5028055 | 116561 | 4459 | 3 | 895 | 1100226 | Agrawal Power Pvt.Ltd. |  | 20-279-110600-26-00001 | 6 | 2026-04-02 17:06 | 48520 | Turnkey- C Rajgarh | O&M Dn Jeerapur | RDSS | Revamped Distribution Sector Scheme | 2024-08-05 | 2024-06-11 19:41 | 2026-08-31 |  | 19338231.19 | 25336177.36 | Approved | PROJECT FOR THE FEEDER 33kv Dhamaniya jogi substaion @AND FEEDER ID 48520 | PROJECT FOR THE FEEDER 33kv Dhamaniya jogi substaion @AND FEEDER ID 48520 NSS-Damaniya Jogi Substation-Agrawal Power | Na | Na |  | NSS-Damaniya Jogi Substation-Agrawal Power | 2705142 | 8 | RDCZ-A-6.1 | RDCZ-A-6.1 | 1.00 | Number |  | 0 | Supply | 50266.99 | 77678.19 | M-0404211 | RDCZ-A-6.1SupplyM-0404211 | 33 KV Strain hardware (T&amp;C type) fittings | Ea | EA | 6 | 1301.28 | 1535.51
5028055 | 116561 | 4459 | 3 | 895 | 1100227 | Agrawal Power Pvt.Ltd. |  | 20-279-110600-26-00001 | 6 | 2026-04-02 17:06 | 48520 | Turnkey- C Rajgarh | O&M Dn Jeerapur | RDSS | Revamped Distribution Sector Scheme | 2024-08-05 | 2024-06-11 19:41 | 2026-08-31 |  | 19338231.19 | 25336177.36 | Approved | PROJECT FOR THE FEEDER 33kv Dhamaniya jogi substaion @AND FEEDER ID 48520 | PROJECT FOR THE FEEDER 33kv Dhamaniya jogi substaion @AND FEEDER ID 48520 NSS-Damaniya Jogi Substation-Agrawal Power | Na | Na |  | NSS-Damaniya Jogi Substation-Agrawal Power | 2705142 | 8 | RDCZ-A-6.1 | RDCZ-A-6.1 | 1.00 | Number |  | 0 | Labor | 50266.99 | 77678.19 | M-0404211 | RDCZ-A-6.1LaborM-0404211 | 33 KV Strain hardware (T&amp;C type) fittings | Ea | EA | 6 | 0 | 0
5028055 | 116561 | 4459 | 3 | 895 | 1100228 | Agrawal Power Pvt.Ltd. |  | 20-279-110600-26-00001 | 6 | 2026-04-02 17:06 | 48520 | Turnkey- C Rajgarh | O&M Dn Jeerapur | RDSS | Revamped Distribution Sector Scheme | 2024-08-05 | 2024-06-11 19:41 | 2026-08-31 |  | 19338231.19 | 25336177.36 | Approved | PROJECT FOR THE FEEDER 33kv Dhamaniya jogi substaion @AND FEEDER ID 48520 | PROJECT FOR THE FEEDER 33kv Dhamaniya jogi substaion @AND FEEDER ID 48520 NSS-Damaniya Jogi Substation-Agrawal Power | Na | Na |  | NSS-Damaniya Jogi Substation-Agrawal Power | 2705142 | 8 | RDCZ-A-6.1 | RDCZ-A-6.1 | 1.00 | Number |  | 26448.48 | Supply | 50266.99 | 77678.19 | M-0501010 | RDCZ-A-6.1SupplyM-0501010 | 280 Kg.,9.1 Mtrs. long PCC pole | No | NO | 2 | 8414.04 | 17730.87
5028055 | 116561 | 4459 | 3 | 895 | 1100229 | Agrawal Power Pvt.Ltd. |  | 20-279-110600-26-00001 | 6 | 2026-04-02 17:06 | 48520 | Turnkey- C Rajgarh | O&M Dn Jeerapur | RDSS | Revamped Distribution Sector Scheme | 2024-08-05 | 2024-06-11 19:41 | 2026-08-31 |  | 19338231.19 | 25336177.36 | Approved | PROJECT FOR THE FEEDER 33kv Dhamaniya jogi substaion @AND FEEDER ID 48520 | PROJECT FOR THE FEEDER 33kv Dhamaniya jogi substaion @AND FEEDER ID 48520 NSS-Damaniya Jogi Substation-Agrawal Power | Na | Na |  | NSS-Damaniya Jogi Substation-Agrawal Power | 2705142 | 8 | RDCZ-A-6.1 | RDCZ-A-6.1 | 1.00 | Number |  | 26448.48 | Labor | 50266.99 | 77678.19 | M-0501010 | RDCZ-A-6.1LaborM-0501010 | 280 Kg.,9.1 Mtrs. long PCC pole | No | NO | 2 | 6612.12 | 6612.12
5028055 | 116561 | 4459 | 3 | 895 | 1100230 | Agrawal Power Pvt.Ltd. |  | 20-279-110600-26-00001 | 6 | 2026-04-02 17:06 | 48520 | Turnkey- C Rajgarh | O&M Dn Jeerapur | RDSS | Revamped Distribution Sector Scheme | 2024-08-05 | 2024-06-11 19:41 | 2026-08-31 |  | 19338231.19 | 25336177.36 | Approved | PROJECT FOR THE FEEDER 33kv Dhamaniya jogi substaion @AND FEEDER ID 48520 | PROJECT FOR THE FEEDER 33kv Dhamaniya jogi substaion @AND FEEDER ID 48520 NSS-Damaniya Jogi Substation-Agrawal Power | Na | Na |  | NSS-Damaniya Jogi Substation-Agrawal Power | 2705142 | 8 | RDCZ-A-6.1 | RDCZ-A-6.1 | 1.00 | Number |  | 0 | Supply | 50266.99 | 77678.19 | M-0502023 | RDCZ-A-6.1SupplyM-0502023 | Back Clamp for 280 Kg PCC Pole of MS Flat 65x8mm.(Each weight 1.92 Kg) | No | NO | 4 | 638.76 | 753.74
5028055 | 116561 | 4459 | 3 | 895 | 1100231 | Agrawal Power Pvt.Ltd. |  | 20-279-110600-26-00001 | 6 | 2026-04-02 17:06 | 48520 | Turnkey- C Rajgarh | O&M Dn Jeerapur | RDSS | Revamped Distribution Sector Scheme | 2024-08-05 | 2024-06-11 19:41 | 2026-08-31 |  | 19338231.19 | 25336177.36 | Approved | PROJECT FOR THE FEEDER 33kv Dhamaniya jogi substaion @AND FEEDER ID 48520 | PROJECT FOR THE FEEDER 33kv Dhamaniya jogi substaion @AND FEEDER ID 48520 NSS-Damaniya Jogi Substation-Agrawal Power | Na | Na |  | NSS-Damaniya Jogi Substation-Agrawal Power | 2705142 | 8 | RDCZ-A-6.1 | RDCZ-A-6.1 | 1.00 | Number |  | 0 | Labor | 50266.99 | 77678.19 | M-0502023 | RDCZ-A-6.1LaborM-0502023 | Back Clamp for 280 Kg PCC Pole of MS Flat 65x8mm.(Each weight 1.92 Kg) | No | NO | 4 | 0 | 0
5028055 | 116561 | 4459 | 3 | 895 | 1100232 | Agrawal Power Pvt.Ltd. |  | 20-279-110600-26-00001 | 6 | 2026-04-02 17:06 | 48520 | Turnkey- C Rajgarh | O&M Dn Jeerapur | RDSS | Revamped Distribution Sector Scheme | 2024-08-05 | 2024-06-11 19:41 | 2026-08-31 |  | 19338231.19 | 25336177.36 | Approved | PROJECT FOR THE FEEDER 33kv Dhamaniya jogi substaion @AND FEEDER ID 48520 | PROJECT FOR THE FEEDER 33kv Dhamaniya jogi substaion @AND FEEDER ID 48520 NSS-Damaniya Jogi Substation-Agrawal Power | Na | Na |  | NSS-Damaniya Jogi Substation-Agrawal Power | 2705142 | 8 | RDCZ-A-6.1 | RDCZ-A-6.1 | 1.00 | Number |  | 7205.59 | Supply | 50266.99 | 77678.19 | M-0502105 | RDCZ-A-6.1SupplyM-0502105 | D.C. Cross arms 5 ft centre to center (100x50x6 mm) Channel | Set | SET | 1 | 5403.63 | 7590.94
5028055 | 116561 | 4459 | 3 | 895 | 1100233 | Agrawal Power Pvt.Ltd. |  | 20-279-110600-26-00001 | 6 | 2026-04-02 17:06 | 48520 | Turnkey- C Rajgarh | O&M Dn Jeerapur | RDSS | Revamped Distribution Sector Scheme | 2024-08-05 | 2024-06-11 19:41 | 2026-08-31 |  | 19338231.19 | 25336177.36 | Approved | PROJECT FOR THE FEEDER 33kv Dhamaniya jogi substaion @AND FEEDER ID 48520 | PROJECT FOR THE FEEDER 33kv Dhamaniya jogi substaion @AND FEEDER ID 48520 NSS-Damaniya Jogi Substation-Agrawal Power | Na | Na |  | NSS-Damaniya Jogi Substation-Agrawal Power | 2705142 | 8 | RDCZ-A-6.1 | RDCZ-A-6.1 | 1.00 | Number |  | 7205.59 | Labor | 50266.99 | 77678.19 | M-0502105 | RDCZ-A-6.1LaborM-0502105 | D.C. Cross arms 5 ft centre to center (100x50x6 mm) Channel | Set | SET | 1 | 1029.37 | 1029.37
5028055 | 116561 | 4459 | 3 | 895 | 1100234 | Agrawal Power Pvt.Ltd. |  | 20-279-110600-26-00001 | 6 | 2026-04-02 17:06 | 48520 | Turnkey- C Rajgarh | O&M Dn Jeerapur | RDSS | Revamped Distribution Sector Scheme | 2024-08-05 | 2024-06-11 19:41 | 2026-08-31 |  | 19338231.19 | 25336177.36 | Approved | PROJECT FOR THE FEEDER 33kv Dhamaniya jogi substaion @AND FEEDER ID 48520 | PROJECT FOR THE FEEDER 33kv Dhamaniya jogi substaion @AND FEEDER ID 48520 NSS-Damaniya Jogi Substation-Agrawal Power | Na | Na |  | NSS-Damaniya Jogi Substation-Agrawal Power | 2705142 | 8 | RDCZ-A-6.1 | RDCZ-A-6.1 | 1.00 | Number |  | 0 | Supply | 50266.99 | 77678.19 | M-0502222 | RDCZ-A-6.1SupplyM-0502222 | MS strain plate 65x8mm 250mm long | No | NO | 6 | 323.7 | 381.97
5028055 | 116561 | 4459 | 3 | 895 | 1100235 | Agrawal Power Pvt.Ltd. |  | 20-279-110600-26-00001 | 6 | 2026-04-02 17:06 | 48520 | Turnkey- C Rajgarh | O&M Dn Jeerapur | RDSS | Revamped Distribution Sector Scheme | 2024-08-05 | 2024-06-11 19:41 | 2026-08-31 |  | 19338231.19 | 25336177.36 | Approved | PROJECT FOR THE FEEDER 33kv Dhamaniya jogi substaion @AND FEEDER ID 48520 | PROJECT FOR THE FEEDER 33kv Dhamaniya jogi substaion @AND FEEDER ID 48520 NSS-Damaniya Jogi Substation-Agrawal Power | Na | Na |  | NSS-Damaniya Jogi Substation-Agrawal Power | 2705142 | 8 | RDCZ-A-6.1 | RDCZ-A-6.1 | 1.00 | Number |  | 0 | Labor | 50266.99 | 77678.19 | M-0502222 | RDCZ-A-6.1LaborM-0502222 | MS strain plate 65x8mm 250mm long | No | NO | 6 | 0 | 0
5028055 | 116561 | 4459 | 3 | 895 | 1100236 | Agrawal Power Pvt.Ltd. |  | 20-279-110600-26-00001 | 6 | 2026-04-02 17:06 | 48520 | Turnkey- C Rajgarh | O&M Dn Jeerapur | RDSS | Revamped Distribution Sector Scheme | 2024-08-05 | 2024-06-11 19:41 | 2026-08-31 |  | 19338231.19 | 25336177.36 | Approved | PROJECT FOR THE FEEDER 33kv Dhamaniya jogi substaion @AND FEEDER ID 48520 | PROJECT FOR THE FEEDER 33kv Dhamaniya jogi substaion @AND FEEDER ID 48520 NSS-Damaniya Jogi Substation-Agrawal Power | Na | Na |  | NSS-Damaniya Jogi Substation-Agrawal Power | 2705142 | 8 | RDCZ-A-6.1 | RDCZ-A-6.1 | 1.00 | Number |  | 29949.75 | Supply | 50266.99 | 77678.19 | M-0502231 | RDCZ-A-6.1SupplyM-0502231 | Stay set 20 mm. complete without Stay wire (Painted) | No | NO | 6 | 5645.34 | 11833.3
5028055 | 116561 | 4459 | 3 | 895 | 1100237 | Agrawal Power Pvt.Ltd. |  | 20-279-110600-26-00001 | 6 | 2026-04-02 17:06 | 48520 | Turnkey- C Rajgarh | O&M Dn Jeerapur | RDSS | Revamped Distribution Sector Scheme | 2024-08-05 | 2024-06-11 19:41 | 2026-08-31 |  | 19338231.19 | 25336177.36 | Approved | PROJECT FOR THE FEEDER 33kv Dhamaniya jogi substaion @AND FEEDER ID 48520 | PROJECT FOR THE FEEDER 33kv Dhamaniya jogi substaion @AND FEEDER ID 48520 NSS-Damaniya Jogi Substation-Agrawal Power | Na | Na |  | NSS-Damaniya Jogi Substation-Agrawal Power | 2705142 | 8 | RDCZ-A-6.1 | RDCZ-A-6.1 | 1.00 | Number |  | 29949.75 | Labor | 50266.99 | 77678.19 | M-0502231 | RDCZ-A-6.1LaborM-0502231 | Stay set 20 mm. complete without Stay wire (Painted) | No | NO | 6 | 4382.88 | 4382.88
5028055 | 116561 | 4459 | 3 | 895 | 1100238 | Agrawal Power Pvt.Ltd. |  | 20-279-110600-26-00001 | 6 | 2026-04-02 17:06 | 48520 | Turnkey- C Rajgarh | O&M Dn Jeerapur | RDSS | Revamped Distribution Sector Scheme | 2024-08-05 | 2024-06-11 19:41 | 2026-08-31 |  | 19338231.19 | 25336177.36 | Approved | PROJECT FOR THE FEEDER 33kv Dhamaniya jogi substaion @AND FEEDER ID 48520 | PROJECT FOR THE FEEDER 33kv Dhamaniya jogi substaion @AND FEEDER ID 48520 NSS-Damaniya Jogi Substation-Agrawal Power | Na | Na |  | NSS-Damaniya Jogi Substation-Agrawal Power | 2705142 | 8 | RDCZ-A-6.1 | RDCZ-A-6.1 | 1.00 | Number |  | 0 | Supply | 50266.99 | 77678.19 | M-0502260 | RDCZ-A-6.1SupplyM-0502260 | Clamp 65X8 MM of MS Flat for pcc Pole 280Kg. (Each weight 3.04 kg ) | PR | PAIRS | 8 | 2019.92 | 2383.51
5028055 | 116561 | 4459 | 3 | 895 | 1100239 | Agrawal Power Pvt.Ltd. |  | 20-279-110600-26-00001 | 6 | 2026-04-02 17:06 | 48520 | Turnkey- C Rajgarh | O&M Dn Jeerapur | RDSS | Revamped Distribution Sector Scheme | 2024-08-05 | 2024-06-11 19:41 | 2026-08-31 |  | 19338231.19 | 25336177.36 | Approved | PROJECT FOR THE FEEDER 33kv Dhamaniya jogi substaion @AND FEEDER ID 48520 | PROJECT FOR THE FEEDER 33kv Dhamaniya jogi substaion @AND FEEDER ID 48520 NSS-Damaniya Jogi Substation-Agrawal Power | Na | Na |  | NSS-Damaniya Jogi Substation-Agrawal Power | 2705142 | 8 | RDCZ-A-6.1 | RDCZ-A-6.1 | 1.00 | Number |  | 0 | Labor | 50266.99 | 77678.19 | M-0502260 | RDCZ-A-6.1LaborM-0502260 | Clamp 65X8 MM of MS Flat for pcc Pole 280Kg. (Each weight 3.04 kg ) | PR | PAIRS | 8 | 0 | 0
5028055 | 116561 | 4459 | 3 | 895 | 1100240 | Agrawal Power Pvt.Ltd. |  | 20-279-110600-26-00001 | 6 | 2026-04-02 17:06 | 48520 | Turnkey- C Rajgarh | O&M Dn Jeerapur | RDSS | Revamped Distribution Sector Scheme | 2024-08-05 | 2024-06-11 19:41 | 2026-08-31 |  | 19338231.19 | 25336177.36 | Approved | PROJECT FOR THE FEEDER 33kv Dhamaniya jogi substaion @AND FEEDER ID 48520 | PROJECT FOR THE FEEDER 33kv Dhamaniya jogi substaion @AND FEEDER ID 48520 NSS-Damaniya Jogi Substation-Agrawal Power | Na | Na |  | NSS-Damaniya Jogi Substation-Agrawal Power | 2705142 | 8 | RDCZ-A-6.1 | RDCZ-A-6.1 | 1.00 | Number |  | 1142.67 | Supply | 50266.99 | 77678.19 | M-0502398 | RDCZ-A-6.1SupplyM-0502398 | Horizontal &amp; Cross Bracing set of MS angle of 50X50X6 mm for 5 ft(1.5 mtr) centre DP | Set | SET | 1 | 4289.03 | 5510.51
5028055 | 116561 | 4459 | 3 | 895 | 1100241 | Agrawal Power Pvt.Ltd. |  | 20-279-110600-26-00001 | 6 | 2026-04-02 17:06 | 48520 | Turnkey- C Rajgarh | O&M Dn Jeerapur | RDSS | Revamped Distribution Sector Scheme | 2024-08-05 | 2024-06-11 19:41 | 2026-08-31 |  | 19338231.19 | 25336177.36 | Approved | PROJECT FOR THE FEEDER 33kv Dhamaniya jogi substaion @AND FEEDER ID 48520 | PROJECT FOR THE FEEDER 33kv Dhamaniya jogi substaion @AND FEEDER ID 48520 NSS-Damaniya Jogi Substation-Agrawal Power | Na | Na |  | NSS-Damaniya Jogi Substation-Agrawal Power | 2705142 | 8 | RDCZ-A-6.1 | RDCZ-A-6.1 | 1.00 | Number |  | 1142.67 | Labor | 50266.99 | 77678.19 | M-0502398 | RDCZ-A-6.1LaborM-0502398 | Horizontal &amp; Cross Bracing set of MS angle of 50X50X6 mm for 5 ft(1.5 mtr) centre DP | Set | SET | 1 | 380.89 | 380.89
5028055 | 116561 | 4459 | 3 | 895 | 1100242 | Agrawal Power Pvt.Ltd. |  | 20-279-110600-26-00001 | 6 | 2026-04-02 17:06 | 48520 | Turnkey- C Rajgarh | O&M Dn Jeerapur | RDSS | Revamped Distribution Sector Scheme | 2024-08-05 | 2024-06-11 19:41 | 2026-08-31 |  | 19338231.19 | 25336177.36 | Approved | PROJECT FOR THE FEEDER 33kv Dhamaniya jogi substaion @AND FEEDER ID 48520 | PROJECT FOR THE FEEDER 33kv Dhamaniya jogi substaion @AND FEEDER ID 48520 NSS-Damaniya Jogi Substation-Agrawal Power | Na | Na |  | NSS-Damaniya Jogi Substation-Agrawal Power | 2705142 | 8 | RDCZ-A-6.1 | RDCZ-A-6.1 | 1.00 | Number |  | 469.35 | Supply | 50266.99 | 77678.19 | M-0502430 | RDCZ-A-6.1SupplyM-0502430 | Danger Boards Enamelled 33 KV | No | NUMBER | 2 | 144.58 | 244.45
5028055 | 116561 | 4459 | 3 | 895 | 1100243 | Agrawal Power Pvt.Ltd. |  | 20-279-110600-26-00001 | 6 | 2026-04-02 17:06 | 48520 | Turnkey- C Rajgarh | O&M Dn Jeerapur | RDSS | Revamped Distribution Sector Scheme | 2024-08-05 | 2024-06-11 19:41 | 2026-08-31 |  | 19338231.19 | 25336177.36 | Approved | PROJECT FOR THE FEEDER 33kv Dhamaniya jogi substaion @AND FEEDER ID 48520 | PROJECT FOR THE FEEDER 33kv Dhamaniya jogi substaion @AND FEEDER ID 48520 NSS-Damaniya Jogi Substation-Agrawal Power | Na | Na |  | NSS-Damaniya Jogi Substation-Agrawal Power | 2705142 | 8 | RDCZ-A-6.1 | RDCZ-A-6.1 | 1.00 | Number |  | 469.35 | Labor | 50266.99 | 77678.19 | M-0502430 | RDCZ-A-6.1LaborM-0502430 | Danger Boards Enamelled 33 KV | No | NUMBER | 2 | 62.58 | 62.58
5028055 | 116561 | 4459 | 3 | 895 | 1100244 | Agrawal Power Pvt.Ltd. |  | 20-279-110600-26-00001 | 6 | 2026-04-02 17:06 | 48520 | Turnkey- C Rajgarh | O&M Dn Jeerapur | RDSS | Revamped Distribution Sector Scheme | 2024-08-05 | 2024-06-11 19:41 | 2026-08-31 |  | 19338231.19 | 25336177.36 | Approved | PROJECT FOR THE FEEDER 33kv Dhamaniya jogi substaion @AND FEEDER ID 48520 | PROJECT FOR THE FEEDER 33kv Dhamaniya jogi substaion @AND FEEDER ID 48520 NSS-Damaniya Jogi Substation-Agrawal Power | Na | Na |  | NSS-Damaniya Jogi Substation-Agrawal Power | 2705142 | 8 | RDCZ-A-6.1 | RDCZ-A-6.1 | 1.00 | Number |  | 0 | Supply | 50266.99 | 77678.19 | M-0601036 | RDCZ-A-6.1SupplyM-0601036 | Stay Insulators 90X65mm | Ea | EA | 6 | 103.56 | 122.2
5028055 | 116561 | 4459 | 3 | 895 | 1100245 | Agrawal Power Pvt.Ltd. |  | 20-279-110600-26-00001 | 6 | 2026-04-02 17:06 | 48520 | Turnkey- C Rajgarh | O&M Dn Jeerapur | RDSS | Revamped Distribution Sector Scheme | 2024-08-05 | 2024-06-11 19:41 | 2026-08-31 |  | 19338231.19 | 25336177.36 | Approved | PROJECT FOR THE FEEDER 33kv Dhamaniya jogi substaion @AND FEEDER ID 48520 | PROJECT FOR THE FEEDER 33kv Dhamaniya jogi substaion @AND FEEDER ID 48520 NSS-Damaniya Jogi Substation-Agrawal Power | Na | Na |  | NSS-Damaniya Jogi Substation-Agrawal Power | 2705142 | 8 | RDCZ-A-6.1 | RDCZ-A-6.1 | 1.00 | Number |  | 0 | Labor | 50266.99 | 77678.19 | M-0601036 | RDCZ-A-6.1LaborM-0601036 | Stay Insulators 90X65mm | Ea | EA | 6 | 0 | 0
5028055 | 116561 | 4459 | 3 | 895 | 1100246 | Agrawal Power Pvt.Ltd. |  | 20-279-110600-26-00001 | 6 | 2026-04-02 17:06 | 48520 | Turnkey- C Rajgarh | O&M Dn Jeerapur | RDSS | Revamped Distribution Sector Scheme | 2024-08-05 | 2024-06-11 19:41 | 2026-08-31 |  | 19338231.19 | 25336177.36 | Approved | PROJECT FOR THE FEEDER 33kv Dhamaniya jogi substaion @AND FEEDER ID 48520 | PROJECT FOR THE FEEDER 33kv Dhamaniya jogi substaion @AND FEEDER ID 48520 NSS-Damaniya Jogi Substation-Agrawal Power | Na | Na |  | NSS-Damaniya Jogi Substation-Agrawal Power | 2705142 | 8 | RDCZ-A-6.1 | RDCZ-A-6.1 | 1.00 | Number |  | 2890.47 | Supply | 50266.99 | 77678.19 | M-0602001 | RDCZ-A-6.1SupplyM-0602001 | 33 KV Pin Insulator Polymer Composite (10 KN) | No | NUMBER | 6 | 2557.26 | 3376.59
5028055 | 116561 | 4459 | 3 | 895 | 1100247 | Agrawal Power Pvt.Ltd. |  | 20-279-110600-26-00001 | 6 | 2026-04-02 17:06 | 48520 | Turnkey- C Rajgarh | O&M Dn Jeerapur | RDSS | Revamped Distribution Sector Scheme | 2024-08-05 | 2024-06-11 19:41 | 2026-08-31 |  | 19338231.19 | 25336177.36 | Approved | PROJECT FOR THE FEEDER 33kv Dhamaniya jogi substaion @AND FEEDER ID 48520 | PROJECT FOR THE FEEDER 33kv Dhamaniya jogi substaion @AND FEEDER ID 48520 NSS-Damaniya Jogi Substation-Agrawal Power | Na | Na |  | NSS-Damaniya Jogi Substation-Agrawal Power | 2705142 | 8 | RDCZ-A-6.1 | RDCZ-A-6.1 | 1.00 | Number |  | 2890.47 | Labor | 50266.99 | 77678.19 | M-0602001 | RDCZ-A-6.1LaborM-0602001 | 33 KV Pin Insulator Polymer Composite (10 KN) | No | NUMBER | 6 | 304.26 | 304.26
5028055 | 116561 | 4459 | 3 | 895 | 1100248 | Agrawal Power Pvt.Ltd. |  | 20-279-110600-26-00001 | 6 | 2026-04-02 17:06 | 48520 | Turnkey- C Rajgarh | O&M Dn Jeerapur | RDSS | Revamped Distribution Sector Scheme | 2024-08-05 | 2024-06-11 19:41 | 2026-08-31 |  | 19338231.19 | 25336177.36 | Approved | PROJECT FOR THE FEEDER 33kv Dhamaniya jogi substaion @AND FEEDER ID 48520 | PROJECT FOR THE FEEDER 33kv Dhamaniya jogi substaion @AND FEEDER ID 48520 NSS-Damaniya Jogi Substation-Agrawal Power | Na | Na |  | NSS-Damaniya Jogi Substation-Agrawal Power | 2705142 | 8 | RDCZ-A-6.1 | RDCZ-A-6.1 | 1.00 | Number |  | 29220.93 | Supply | 50266.99 | 77678.19 | M-0602005 | RDCZ-A-6.1SupplyM-0602005 | 33 KV (45KN) Composite Polymer Disc Insulators | Ea | EA | 6 | 1417.8 | 2841.84
5028055 | 116561 | 4459 | 3 | 895 | 1100249 | Agrawal Power Pvt.Ltd. |  | 20-279-110600-26-00001 | 6 | 2026-04-02 17:06 | 48520 | Turnkey- C Rajgarh | O&M Dn Jeerapur | RDSS | Revamped Distribution Sector Scheme | 2024-08-05 | 2024-06-11 19:41 | 2026-08-31 |  | 19338231.19 | 25336177.36 | Approved | PROJECT FOR THE FEEDER 33kv Dhamaniya jogi substaion @AND FEEDER ID 48520 | PROJECT FOR THE FEEDER 33kv Dhamaniya jogi substaion @AND FEEDER ID 48520 NSS-Damaniya Jogi Substation-Agrawal Power | Na | Na |  | NSS-Damaniya Jogi Substation-Agrawal Power | 2705142 | 8 | RDCZ-A-6.1 | RDCZ-A-6.1 | 1.00 | Number |  | 29220.93 | Labor | 50266.99 | 77678.19 | M-0602005 | RDCZ-A-6.1LaborM-0602005 | 33 KV (45KN) Composite Polymer Disc Insulators | Ea | EA | 6 | 990.54 | 990.54
5028055 | 116561 | 4459 | 3 | 895 | 1100250 | Agrawal Power Pvt.Ltd. |  | 20-279-110600-26-00001 | 6 | 2026-04-02 17:06 | 48520 | Turnkey- C Rajgarh | O&M Dn Jeerapur | RDSS | Revamped Distribution Sector Scheme | 2024-08-05 | 2024-06-11 19:41 | 2026-08-31 |  | 19338231.19 | 25336177.36 | Approved | PROJECT FOR THE FEEDER 33kv Dhamaniya jogi substaion @AND FEEDER ID 48520 | PROJECT FOR THE FEEDER 33kv Dhamaniya jogi substaion @AND FEEDER ID 48520 NSS-Damaniya Jogi Substation-Agrawal Power | Na | Na |  | NSS-Damaniya Jogi Substation-Agrawal Power | 2705142 | 8 | RDCZ-A-6.1 | RDCZ-A-6.1 | 1.00 | Number |  | 34959.63 | Labor | 50266.99 | 77678.19 | M-1214001 | RDCZ-A-6.1LaborM-1214001 | Red oxide paint | l | L | 1e-05 | 0 | 0
5028055 | 116561 | 4459 | 3 | 895 | 1100251 | Agrawal Power Pvt.Ltd. |  | 20-279-110600-26-00001 | 6 | 2026-04-02 17:06 | 48520 | Turnkey- C Rajgarh | O&M Dn Jeerapur | RDSS | Revamped Distribution Sector Scheme | 2024-08-05 | 2024-06-11 19:41 | 2026-08-31 |  | 19338231.19 | 25336177.36 | Approved | PROJECT FOR THE FEEDER 33kv Dhamaniya jogi substaion @AND FEEDER ID 48520 | PROJECT FOR THE FEEDER 33kv Dhamaniya jogi substaion @AND FEEDER ID 48520 NSS-Damaniya Jogi Substation-Agrawal Power | Na | Na |  | NSS-Damaniya Jogi Substation-Agrawal Power | 2705142 | 8 | RDCZ-A-6.1 | RDCZ-A-6.1 | 1.00 | Number |  | 34959.63 | Supply | 50266.99 | 77678.19 | M-1214001 | RDCZ-A-6.1SupplyM-1214001 | Red oxide paint | l | L | 1e-05 | 0 | 0
5028055 | 116561 | 4459 | 3 | 895 | 1100252 | Agrawal Power Pvt.Ltd. |  | 20-279-110600-26-00001 | 6 | 2026-04-02 17:06 | 48520 | Turnkey- C Rajgarh | O&M Dn Jeerapur | RDSS | Revamped Distribution Sector Scheme | 2024-08-05 | 2024-06-11 19:41 | 2026-08-31 |  | 19338231.19 | 25336177.36 | Approved | PROJECT FOR THE FEEDER 33kv Dhamaniya jogi substaion @AND FEEDER ID 48520 | PROJECT FOR THE FEEDER 33kv Dhamaniya jogi substaion @AND FEEDER ID 48520 NSS-Damaniya Jogi Substation-Agrawal Power | Na | Na |  | NSS-Damaniya Jogi Substation-Agrawal Power | 2705142 | 8 | RDCZ-A-6.1 | RDCZ-A-6.1 | 1.00 | Number |  | 24860.42 | Supply | 50266.99 | 77678.19 | M-1214002 | RDCZ-A-6.1SupplyM-1214002 | Aluminium paint | l | L | 1e-05 | 0 | 0
5028055 | 116561 | 4459 | 3 | 895 | 1100253 | Agrawal Power Pvt.Ltd. |  | 20-279-110600-26-00001 | 6 | 2026-04-02 17:06 | 48520 | Turnkey- C Rajgarh | O&M Dn Jeerapur | RDSS | Revamped Distribution Sector Scheme | 2024-08-05 | 2024-06-11 19:41 | 2026-08-31 |  | 19338231.19 | 25336177.36 | Approved | PROJECT FOR THE FEEDER 33kv Dhamaniya jogi substaion @AND FEEDER ID 48520 | PROJECT FOR THE FEEDER 33kv Dhamaniya jogi substaion @AND FEEDER ID 48520 NSS-Damaniya Jogi Substation-Agrawal Power | Na | Na |  | NSS-Damaniya Jogi Substation-Agrawal Power | 2705142 | 8 | RDCZ-A-6.1 | RDCZ-A-6.1 | 1.00 | Number |  | 24860.42 | Labor | 50266.99 | 77678.19 | M-1214002 | RDCZ-A-6.1LaborM-1214002 | Aluminium paint | l | L | 1e-05 | 0 | 0
5028055 | 116561 | 4459 | 3 | 895 | 1100254 | Agrawal Power Pvt.Ltd. |  | 20-279-110600-26-00001 | 6 | 2026-04-02 17:06 | 48520 | Turnkey- C Rajgarh | O&M Dn Jeerapur | RDSS | Revamped Distribution Sector Scheme | 2024-08-05 | 2024-06-11 19:41 | 2026-08-31 |  | 19338231.19 | 25336177.36 | Approved | PROJECT FOR THE FEEDER 33kv Dhamaniya jogi substaion @AND FEEDER ID 48520 | PROJECT FOR THE FEEDER 33kv Dhamaniya jogi substaion @AND FEEDER ID 48520 NSS-Damaniya Jogi Substation-Agrawal Power | Na | Na |  | NSS-Damaniya Jogi Substation-Agrawal Power | 2705142 | 8 | RDCZ-A-6.1 | RDCZ-A-6.1 | 1.00 | Number |  | 9829.55 | Supply | 50266.99 | 77678.19 | P-0001002 | RDCZ-A-6.1SupplyP-0001002 | Concreting of stay (20 mm / 25 mm) @ 0.3 cmt. per stay | CMT | CMT | 1.8 | 8467.99 | 11436.06
5028055 | 116561 | 4459 | 3 | 895 | 1100255 | Agrawal Power Pvt.Ltd. |  | 20-279-110600-26-00001 | 6 | 2026-04-02 17:06 | 48520 | Turnkey- C Rajgarh | O&M Dn Jeerapur | RDSS | Revamped Distribution Sector Scheme | 2024-08-05 | 2024-06-11 19:41 | 2026-08-31 |  | 19338231.19 | 25336177.36 | Approved | PROJECT FOR THE FEEDER 33kv Dhamaniya jogi substaion @AND FEEDER ID 48520 | PROJECT FOR THE FEEDER 33kv Dhamaniya jogi substaion @AND FEEDER ID 48520 NSS-Damaniya Jogi Substation-Agrawal Power | Na | Na |  | NSS-Damaniya Jogi Substation-Agrawal Power | 2705142 | 8 | RDCZ-A-6.1 | RDCZ-A-6.1 | 1.00 | Number |  | 9829.55 | Labor | 50266.99 | 77678.19 | P-0001002 | RDCZ-A-6.1LaborP-0001002 | Concreting of stay (20 mm / 25 mm) @ 0.3 cmt. per stay | CMT | CMT | 1.8 | 1223.59 | 1223.59
5028055 | 116561 | 4459 | 3 | 895 | 1100256 | Agrawal Power Pvt.Ltd. |  | 20-279-110600-26-00001 | 6 | 2026-04-02 17:06 | 48520 | Turnkey- C Rajgarh | O&M Dn Jeerapur | RDSS | Revamped Distribution Sector Scheme | 2024-08-05 | 2024-06-11 19:41 | 2026-08-31 |  | 19338231.19 | 25336177.36 | Approved | PROJECT FOR THE FEEDER 33kv Dhamaniya jogi substaion @AND FEEDER ID 48520 | PROJECT FOR THE FEEDER 33kv Dhamaniya jogi substaion @AND FEEDER ID 48520 NSS-Damaniya Jogi Substation-Agrawal Power | Na | Na |  | NSS-Damaniya Jogi Substation-Agrawal Power | 2705142 | 8 | RDCZ-A-6.1 | RDCZ-A-6.1 | 1.00 | Number |  | 26905.29 | Supply | 50266.99 | 77678.19 | P-0001037 | RDCZ-A-6.1SupplyP-0001037 | Concreting of structures &amp; foundation (1:3:6). | CMT | CMT | 0.72 | 3387.2 | 4574.42
5028055 | 116561 | 4459 | 3 | 895 | 1100257 | Agrawal Power Pvt.Ltd. |  | 20-279-110600-26-00001 | 6 | 2026-04-02 17:06 | 48520 | Turnkey- C Rajgarh | O&M Dn Jeerapur | RDSS | Revamped Distribution Sector Scheme | 2024-08-05 | 2024-06-11 19:41 | 2026-08-31 |  | 19338231.19 | 25336177.36 | Approved | PROJECT FOR THE FEEDER 33kv Dhamaniya jogi substaion @AND FEEDER ID 48520 | PROJECT FOR THE FEEDER 33kv Dhamaniya jogi substaion @AND FEEDER ID 48520 NSS-Damaniya Jogi Substation-Agrawal Power | Na | Na |  | NSS-Damaniya Jogi Substation-Agrawal Power | 2705142 | 8 | RDCZ-A-6.1 | RDCZ-A-6.1 | 1.00 | Number |  | 26905.29 | Labor | 50266.99 | 77678.19 | P-0001037 | RDCZ-A-6.1LaborP-0001037 | Concreting of structures &amp; foundation (1:3:6). | CMT | CMT | 0.72 | 489.43 | 489.43
5028055 | 116561 | 4459 | 3 | 895 | 1100258 | Agrawal Power Pvt.Ltd. |  | 20-279-110600-26-00001 | 6 | 2026-04-02 17:06 | 48520 | Turnkey- C Rajgarh | O&M Dn Jeerapur | RDSS | Revamped Distribution Sector Scheme | 2024-08-05 | 2024-06-11 19:41 | 2026-08-31 |  | 19338231.19 | 25336177.36 | Approved | PROJECT FOR THE FEEDER 33kv Dhamaniya jogi substaion @AND FEEDER ID 48520 | PROJECT FOR THE FEEDER 33kv Dhamaniya jogi substaion @AND FEEDER ID 48520 NSS-Damaniya Jogi Substation-Agrawal Power | Na | Na |  | NSS-Damaniya Jogi Substation-Agrawal Power | 2705142 | 8 | RDCZ-A-6.1 | RDCZ-A-6.1 | 1.00 | Number |  | 0 | Supply | 50266.99 | 77678.19 | P-0702056 | RDCZ-A-6.1SupplyP-0702056 | Stone Block/Pre cast block for base pedding(450X450X75MM) | No | NO | 2 | 584.82 | 690.09
5028055 | 116561 | 4459 | 3 | 895 | 1100259 | Agrawal Power Pvt.Ltd. |  | 20-279-110600-26-00001 | 6 | 2026-04-02 17:06 | 48520 | Turnkey- C Rajgarh | O&M Dn Jeerapur | RDSS | Revamped Distribution Sector Scheme | 2024-08-05 | 2024-06-11 19:41 | 2026-08-31 |  | 19338231.19 | 25336177.36 | Approved | PROJECT FOR THE FEEDER 33kv Dhamaniya jogi substaion @AND FEEDER ID 48520 | PROJECT FOR THE FEEDER 33kv Dhamaniya jogi substaion @AND FEEDER ID 48520 NSS-Damaniya Jogi Substation-Agrawal Power | Na | Na |  | NSS-Damaniya Jogi Substation-Agrawal Power | 2705142 | 8 | RDCZ-A-6.1 | RDCZ-A-6.1 | 1.00 | Number |  | 0 | Labor | 50266.99 | 77678.19 | P-0702056 | RDCZ-A-6.1LaborP-0702056 | Stone Block/Pre cast block for base pedding(450X450X75MM) | No | NO | 2 | 0 | 0
5028055 | 116561 | 4459 | 3 | 895 | 1100260 | Agrawal Power Pvt.Ltd. |  | 20-279-110600-26-00001 | 6 | 2026-04-02 17:06 | 48520 | Turnkey- C Rajgarh | O&M Dn Jeerapur | RDSS | Revamped Distribution Sector Scheme | 2024-08-05 | 2024-06-11 19:41 | 2026-08-31 |  | 19338231.19 | 25336177.36 | Approved | PROJECT FOR THE FEEDER 33kv Dhamaniya jogi substaion @AND FEEDER ID 48520 | PROJECT FOR THE FEEDER 33kv Dhamaniya jogi substaion @AND FEEDER ID 48520 NSS-Damaniya Jogi Substation-Agrawal Power | Na | Na |  | NSS-Damaniya Jogi Substation-Agrawal Power | 2705142 | 9 | RDCZ-A-7.1 | RDCZ-A-7.1 | 1.00 | Number |  | 0 | Supply | 79209.04 | 120405.78 | M-0001001 | RDCZ-A-7.1SupplyM-0001001 | Back filling of poles with boulders. | No | NO | 3 | 511.44 | 603.5
5028055 | 116561 | 4459 | 3 | 895 | 1100261 | Agrawal Power Pvt.Ltd. |  | 20-279-110600-26-00001 | 6 | 2026-04-02 17:06 | 48520 | Turnkey- C Rajgarh | O&M Dn Jeerapur | RDSS | Revamped Distribution Sector Scheme | 2024-08-05 | 2024-06-11 19:41 | 2026-08-31 |  | 19338231.19 | 25336177.36 | Approved | PROJECT FOR THE FEEDER 33kv Dhamaniya jogi substaion @AND FEEDER ID 48520 | PROJECT FOR THE FEEDER 33kv Dhamaniya jogi substaion @AND FEEDER ID 48520 NSS-Damaniya Jogi Substation-Agrawal Power | Na | Na |  | NSS-Damaniya Jogi Substation-Agrawal Power | 2705142 | 9 | RDCZ-A-7.1 | RDCZ-A-7.1 | 1.00 | Number |  | 0 | Labor | 79209.04 | 120405.78 | M-0001001 | RDCZ-A-7.1LaborM-0001001 | Back filling of poles with boulders. | No | NO | 3 | 0 | 0
5028055 | 116561 | 4459 | 3 | 895 | 1100262 | Agrawal Power Pvt.Ltd. |  | 20-279-110600-26-00001 | 6 | 2026-04-02 17:06 | 48520 | Turnkey- C Rajgarh | O&M Dn Jeerapur | RDSS | Revamped Distribution Sector Scheme | 2024-08-05 | 2024-06-11 19:41 | 2026-08-31 |  | 19338231.19 | 25336177.36 | Approved | PROJECT FOR THE FEEDER 33kv Dhamaniya jogi substaion @AND FEEDER ID 48520 | PROJECT FOR THE FEEDER 33kv Dhamaniya jogi substaion @AND FEEDER ID 48520 NSS-Damaniya Jogi Substation-Agrawal Power | Na | Na |  | NSS-Damaniya Jogi Substation-Agrawal Power | 2705142 | 9 | RDCZ-A-7.1 | RDCZ-A-7.1 | 1.00 | Number |  | 0 | Supply | 79209.04 | 120405.78 | M-0403014 | RDCZ-A-7.1SupplyM-0403014 | STAY GI WIRE 7/4.00 MM.(7/8 SWG) | Kg | KG | 45 | 3301.65 | 3895.95
5028055 | 116561 | 4459 | 3 | 895 | 1100263 | Agrawal Power Pvt.Ltd. |  | 20-279-110600-26-00001 | 6 | 2026-04-02 17:06 | 48520 | Turnkey- C Rajgarh | O&M Dn Jeerapur | RDSS | Revamped Distribution Sector Scheme | 2024-08-05 | 2024-06-11 19:41 | 2026-08-31 |  | 19338231.19 | 25336177.36 | Approved | PROJECT FOR THE FEEDER 33kv Dhamaniya jogi substaion @AND FEEDER ID 48520 | PROJECT FOR THE FEEDER 33kv Dhamaniya jogi substaion @AND FEEDER ID 48520 NSS-Damaniya Jogi Substation-Agrawal Power | Na | Na |  | NSS-Damaniya Jogi Substation-Agrawal Power | 2705142 | 9 | RDCZ-A-7.1 | RDCZ-A-7.1 | 1.00 | Number |  | 0 | Labor | 79209.04 | 120405.78 | M-0403014 | RDCZ-A-7.1LaborM-0403014 | STAY GI WIRE 7/4.00 MM.(7/8 SWG) | Kg | KG | 45 | 0 | 0
5028055 | 116561 | 4459 | 3 | 895 | 1100264 | Agrawal Power Pvt.Ltd. |  | 20-279-110600-26-00001 | 6 | 2026-04-02 17:06 | 48520 | Turnkey- C Rajgarh | O&M Dn Jeerapur | RDSS | Revamped Distribution Sector Scheme | 2024-08-05 | 2024-06-11 19:41 | 2026-08-31 |  | 19338231.19 | 25336177.36 | Approved | PROJECT FOR THE FEEDER 33kv Dhamaniya jogi substaion @AND FEEDER ID 48520 | PROJECT FOR THE FEEDER 33kv Dhamaniya jogi substaion @AND FEEDER ID 48520 NSS-Damaniya Jogi Substation-Agrawal Power | Na | Na |  | NSS-Damaniya Jogi Substation-Agrawal Power | 2705142 | 9 | RDCZ-A-7.1 | RDCZ-A-7.1 | 1.00 | Number |  | 5481.32 | Supply | 79209.04 | 120405.78 | M-0403016 | RDCZ-A-7.1SupplyM-0403016 | Anti climbing devices ( Barbed wire 2.24 mm dia, 14 SWG) | No | NUMBER | 3 | 954.93 | 1279.6
5028055 | 116561 | 4459 | 3 | 895 | 1100265 | Agrawal Power Pvt.Ltd. |  | 20-279-110600-26-00001 | 6 | 2026-04-02 17:06 | 48520 | Turnkey- C Rajgarh | O&M Dn Jeerapur | RDSS | Revamped Distribution Sector Scheme | 2024-08-05 | 2024-06-11 19:41 | 2026-08-31 |  | 19338231.19 | 25336177.36 | Approved | PROJECT FOR THE FEEDER 33kv Dhamaniya jogi substaion @AND FEEDER ID 48520 | PROJECT FOR THE FEEDER 33kv Dhamaniya jogi substaion @AND FEEDER ID 48520 NSS-Damaniya Jogi Substation-Agrawal Power | Na | Na |  | NSS-Damaniya Jogi Substation-Agrawal Power | 2705142 | 9 | RDCZ-A-7.1 | RDCZ-A-7.1 | 1.00 | Number |  | 5481.32 | Labor | 79209.04 | 120405.78 | M-0403016 | RDCZ-A-7.1LaborM-0403016 | Anti climbing devices ( Barbed wire 2.24 mm dia, 14 SWG) | No | NUMBER | 3 | 129.48 | 129.48
5028055 | 116561 | 4459 | 3 | 895 | 1100266 | Agrawal Power Pvt.Ltd. |  | 20-279-110600-26-00001 | 6 | 2026-04-02 17:06 | 48520 | Turnkey- C Rajgarh | O&M Dn Jeerapur | RDSS | Revamped Distribution Sector Scheme | 2024-08-05 | 2024-06-11 19:41 | 2026-08-31 |  | 19338231.19 | 25336177.36 | Approved | PROJECT FOR THE FEEDER 33kv Dhamaniya jogi substaion @AND FEEDER ID 48520 | PROJECT FOR THE FEEDER 33kv Dhamaniya jogi substaion @AND FEEDER ID 48520 NSS-Damaniya Jogi Substation-Agrawal Power | Na | Na |  | NSS-Damaniya Jogi Substation-Agrawal Power | 2705142 | 9 | RDCZ-A-7.1 | RDCZ-A-7.1 | 1.00 | Number |  | 0 | Supply | 79209.04 | 120405.78 | M-0403096 | RDCZ-A-7.1SupplyM-0403096 | Earthing Coil of 115 Turns of 50 MM.Dia and 2.5 Mtr. Lead of 4.0 MM G.I Wire | No | NUMBER | 3 | 388.44 | 458.36
5028055 | 116561 | 4459 | 3 | 895 | 1100267 | Agrawal Power Pvt.Ltd. |  | 20-279-110600-26-00001 | 6 | 2026-04-02 17:06 | 48520 | Turnkey- C Rajgarh | O&M Dn Jeerapur | RDSS | Revamped Distribution Sector Scheme | 2024-08-05 | 2024-06-11 19:41 | 2026-08-31 |  | 19338231.19 | 25336177.36 | Approved | PROJECT FOR THE FEEDER 33kv Dhamaniya jogi substaion @AND FEEDER ID 48520 | PROJECT FOR THE FEEDER 33kv Dhamaniya jogi substaion @AND FEEDER ID 48520 NSS-Damaniya Jogi Substation-Agrawal Power | Na | Na |  | NSS-Damaniya Jogi Substation-Agrawal Power | 2705142 | 9 | RDCZ-A-7.1 | RDCZ-A-7.1 | 1.00 | Number |  | 0 | Labor | 79209.04 | 120405.78 | M-0403096 | RDCZ-A-7.1LaborM-0403096 | Earthing Coil of 115 Turns of 50 MM.Dia and 2.5 Mtr. Lead of 4.0 MM G.I Wire | No | NUMBER | 3 | 0 | 0
5028055 | 116561 | 4459 | 3 | 895 | 1100268 | Agrawal Power Pvt.Ltd. |  | 20-279-110600-26-00001 | 6 | 2026-04-02 17:06 | 48520 | Turnkey- C Rajgarh | O&M Dn Jeerapur | RDSS | Revamped Distribution Sector Scheme | 2024-08-05 | 2024-06-11 19:41 | 2026-08-31 |  | 19338231.19 | 25336177.36 | Approved | PROJECT FOR THE FEEDER 33kv Dhamaniya jogi substaion @AND FEEDER ID 48520 | PROJECT FOR THE FEEDER 33kv Dhamaniya jogi substaion @AND FEEDER ID 48520 NSS-Damaniya Jogi Substation-Agrawal Power | Na | Na |  | NSS-Damaniya Jogi Substation-Agrawal Power | 2705142 | 9 | RDCZ-A-7.1 | RDCZ-A-7.1 | 1.00 | Number |  | 0 | Labor | 79209.04 | 120405.78 | M-0403208 | RDCZ-A-7.1LaborM-0403208 | M.S.Nuts with Bolts | Kg | KG | 9.5 | 0 | 0
5028055 | 116561 | 4459 | 3 | 895 | 1100269 | Agrawal Power Pvt.Ltd. |  | 20-279-110600-26-00001 | 6 | 2026-04-02 17:06 | 48520 | Turnkey- C Rajgarh | O&M Dn Jeerapur | RDSS | Revamped Distribution Sector Scheme | 2024-08-05 | 2024-06-11 19:41 | 2026-08-31 |  | 19338231.19 | 25336177.36 | Approved | PROJECT FOR THE FEEDER 33kv Dhamaniya jogi substaion @AND FEEDER ID 48520 | PROJECT FOR THE FEEDER 33kv Dhamaniya jogi substaion @AND FEEDER ID 48520 NSS-Damaniya Jogi Substation-Agrawal Power | Na | Na |  | NSS-Damaniya Jogi Substation-Agrawal Power | 2705142 | 9 | RDCZ-A-7.1 | RDCZ-A-7.1 | 1.00 | Number |  | 0 | Supply | 79209.04 | 120405.78 | M-0403208 | RDCZ-A-7.1SupplyM-0403208 | M.S.Nuts with Bolts | Kg | KG | 9.5 | 809.78 | 955.54
5028055 | 116561 | 4459 | 3 | 895 | 1100270 | Agrawal Power Pvt.Ltd. |  | 20-279-110600-26-00001 | 6 | 2026-04-02 17:06 | 48520 | Turnkey- C Rajgarh | O&M Dn Jeerapur | RDSS | Revamped Distribution Sector Scheme | 2024-08-05 | 2024-06-11 19:41 | 2026-08-31 |  | 19338231.19 | 25336177.36 | Approved | PROJECT FOR THE FEEDER 33kv Dhamaniya jogi substaion @AND FEEDER ID 48520 | PROJECT FOR THE FEEDER 33kv Dhamaniya jogi substaion @AND FEEDER ID 48520 NSS-Damaniya Jogi Substation-Agrawal Power | Na | Na |  | NSS-Damaniya Jogi Substation-Agrawal Power | 2705142 | 9 | RDCZ-A-7.1 | RDCZ-A-7.1 | 1.00 | Number |  | 0 | Supply | 79209.04 | 120405.78 | M-0404211 | RDCZ-A-7.1SupplyM-0404211 | 33 KV Strain hardware (T&amp;C type) fittings | Ea | EA | 12 | 2602.56 | 3071.02
5028055 | 116561 | 4459 | 3 | 895 | 1100271 | Agrawal Power Pvt.Ltd. |  | 20-279-110600-26-00001 | 6 | 2026-04-02 17:06 | 48520 | Turnkey- C Rajgarh | O&M Dn Jeerapur | RDSS | Revamped Distribution Sector Scheme | 2024-08-05 | 2024-06-11 19:41 | 2026-08-31 |  | 19338231.19 | 25336177.36 | Approved | PROJECT FOR THE FEEDER 33kv Dhamaniya jogi substaion @AND FEEDER ID 48520 | PROJECT FOR THE FEEDER 33kv Dhamaniya jogi substaion @AND FEEDER ID 48520 NSS-Damaniya Jogi Substation-Agrawal Power | Na | Na |  | NSS-Damaniya Jogi Substation-Agrawal Power | 2705142 | 9 | RDCZ-A-7.1 | RDCZ-A-7.1 | 1.00 | Number |  | 0 | Labor | 79209.04 | 120405.78 | M-0404211 | RDCZ-A-7.1LaborM-0404211 | 33 KV Strain hardware (T&amp;C type) fittings | Ea | EA | 12 | 0 | 0
5028055 | 116561 | 4459 | 3 | 895 | 1100272 | Agrawal Power Pvt.Ltd. |  | 20-279-110600-26-00001 | 6 | 2026-04-02 17:06 | 48520 | Turnkey- C Rajgarh | O&M Dn Jeerapur | RDSS | Revamped Distribution Sector Scheme | 2024-08-05 | 2024-06-11 19:41 | 2026-08-31 |  | 19338231.19 | 25336177.36 | Approved | PROJECT FOR THE FEEDER 33kv Dhamaniya jogi substaion @AND FEEDER ID 48520 | PROJECT FOR THE FEEDER 33kv Dhamaniya jogi substaion @AND FEEDER ID 48520 NSS-Damaniya Jogi Substation-Agrawal Power | Na | Na |  | NSS-Damaniya Jogi Substation-Agrawal Power | 2705142 | 9 | RDCZ-A-7.1 | RDCZ-A-7.1 | 1.00 | Number |  | 26448.48 | Supply | 79209.04 | 120405.78 | M-0501010 | RDCZ-A-7.1SupplyM-0501010 | 280 Kg.,9.1 Mtrs. long PCC pole | No | NO | 3 | 12621.06 | 26596.3
5028055 | 116561 | 4459 | 3 | 895 | 1100273 | Agrawal Power Pvt.Ltd. |  | 20-279-110600-26-00001 | 6 | 2026-04-02 17:06 | 48520 | Turnkey- C Rajgarh | O&M Dn Jeerapur | RDSS | Revamped Distribution Sector Scheme | 2024-08-05 | 2024-06-11 19:41 | 2026-08-31 |  | 19338231.19 | 25336177.36 | Approved | PROJECT FOR THE FEEDER 33kv Dhamaniya jogi substaion @AND FEEDER ID 48520 | PROJECT FOR THE FEEDER 33kv Dhamaniya jogi substaion @AND FEEDER ID 48520 NSS-Damaniya Jogi Substation-Agrawal Power | Na | Na |  | NSS-Damaniya Jogi Substation-Agrawal Power | 2705142 | 9 | RDCZ-A-7.1 | RDCZ-A-7.1 | 1.00 | Number |  | 26448.48 | Labor | 79209.04 | 120405.78 | M-0501010 | RDCZ-A-7.1LaborM-0501010 | 280 Kg.,9.1 Mtrs. long PCC pole | No | NO | 3 | 9918.18 | 9918.18
5028055 | 116561 | 4459 | 3 | 895 | 1100274 | Agrawal Power Pvt.Ltd. |  | 20-279-110600-26-00001 | 6 | 2026-04-02 17:06 | 48520 | Turnkey- C Rajgarh | O&M Dn Jeerapur | RDSS | Revamped Distribution Sector Scheme | 2024-08-05 | 2024-06-11 19:41 | 2026-08-31 |  | 19338231.19 | 25336177.36 | Approved | PROJECT FOR THE FEEDER 33kv Dhamaniya jogi substaion @AND FEEDER ID 48520 | PROJECT FOR THE FEEDER 33kv Dhamaniya jogi substaion @AND FEEDER ID 48520 NSS-Damaniya Jogi Substation-Agrawal Power | Na | Na |  | NSS-Damaniya Jogi Substation-Agrawal Power | 2705142 | 9 | RDCZ-A-7.1 | RDCZ-A-7.1 | 1.00 | Number |  | 0 | Supply | 79209.04 | 120405.78 | M-0502023 | RDCZ-A-7.1SupplyM-0502023 | Back Clamp for 280 Kg PCC Pole of MS Flat 65x8mm.(Each weight 1.92 Kg) | No | NO | 8 | 1277.52 | 1507.47
5028055 | 116561 | 4459 | 3 | 895 | 1100275 | Agrawal Power Pvt.Ltd. |  | 20-279-110600-26-00001 | 6 | 2026-04-02 17:06 | 48520 | Turnkey- C Rajgarh | O&M Dn Jeerapur | RDSS | Revamped Distribution Sector Scheme | 2024-08-05 | 2024-06-11 19:41 | 2026-08-31 |  | 19338231.19 | 25336177.36 | Approved | PROJECT FOR THE FEEDER 33kv Dhamaniya jogi substaion @AND FEEDER ID 48520 | PROJECT FOR THE FEEDER 33kv Dhamaniya jogi substaion @AND FEEDER ID 48520 NSS-Damaniya Jogi Substation-Agrawal Power | Na | Na |  | NSS-Damaniya Jogi Substation-Agrawal Power | 2705142 | 9 | RDCZ-A-7.1 | RDCZ-A-7.1 | 1.00 | Number |  | 0 | Labor | 79209.04 | 120405.78 | M-0502023 | RDCZ-A-7.1LaborM-0502023 | Back Clamp for 280 Kg PCC Pole of MS Flat 65x8mm.(Each weight 1.92 Kg) | No | NO | 8 | 0 | 0
5028055 | 116561 | 4459 | 3 | 895 | 1100276 | Agrawal Power Pvt.Ltd. |  | 20-279-110600-26-00001 | 6 | 2026-04-02 17:06 | 48520 | Turnkey- C Rajgarh | O&M Dn Jeerapur | RDSS | Revamped Distribution Sector Scheme | 2024-08-05 | 2024-06-11 19:41 | 2026-08-31 |  | 19338231.19 | 25336177.36 | Approved | PROJECT FOR THE FEEDER 33kv Dhamaniya jogi substaion @AND FEEDER ID 48520 | PROJECT FOR THE FEEDER 33kv Dhamaniya jogi substaion @AND FEEDER ID 48520 NSS-Damaniya Jogi Substation-Agrawal Power | Na | Na |  | NSS-Damaniya Jogi Substation-Agrawal Power | 2705142 | 9 | RDCZ-A-7.1 | RDCZ-A-7.1 | 1.00 | Number |  | 7205.59 | Supply | 79209.04 | 120405.78 | M-0502105 | RDCZ-A-7.1SupplyM-0502105 | D.C. Cross arms 5 ft centre to center (100x50x6 mm) Channel | Set | SET | 2 | 10807.26 | 15181.88
5028055 | 116561 | 4459 | 3 | 895 | 1100277 | Agrawal Power Pvt.Ltd. |  | 20-279-110600-26-00001 | 6 | 2026-04-02 17:06 | 48520 | Turnkey- C Rajgarh | O&M Dn Jeerapur | RDSS | Revamped Distribution Sector Scheme | 2024-08-05 | 2024-06-11 19:41 | 2026-08-31 |  | 19338231.19 | 25336177.36 | Approved | PROJECT FOR THE FEEDER 33kv Dhamaniya jogi substaion @AND FEEDER ID 48520 | PROJECT FOR THE FEEDER 33kv Dhamaniya jogi substaion @AND FEEDER ID 48520 NSS-Damaniya Jogi Substation-Agrawal Power | Na | Na |  | NSS-Damaniya Jogi Substation-Agrawal Power | 2705142 | 9 | RDCZ-A-7.1 | RDCZ-A-7.1 | 1.00 | Number |  | 7205.59 | Labor | 79209.04 | 120405.78 | M-0502105 | RDCZ-A-7.1LaborM-0502105 | D.C. Cross arms 5 ft centre to center (100x50x6 mm) Channel | Set | SET | 2 | 2058.74 | 2058.74
5028055 | 116561 | 4459 | 3 | 895 | 1100278 | Agrawal Power Pvt.Ltd. |  | 20-279-110600-26-00001 | 6 | 2026-04-02 17:06 | 48520 | Turnkey- C Rajgarh | O&M Dn Jeerapur | RDSS | Revamped Distribution Sector Scheme | 2024-08-05 | 2024-06-11 19:41 | 2026-08-31 |  | 19338231.19 | 25336177.36 | Approved | PROJECT FOR THE FEEDER 33kv Dhamaniya jogi substaion @AND FEEDER ID 48520 | PROJECT FOR THE FEEDER 33kv Dhamaniya jogi substaion @AND FEEDER ID 48520 NSS-Damaniya Jogi Substation-Agrawal Power | Na | Na |  | NSS-Damaniya Jogi Substation-Agrawal Power | 2705142 | 9 | RDCZ-A-7.1 | RDCZ-A-7.1 | 1.00 | Number |  | 0 | Supply | 79209.04 | 120405.78 | M-0502222 | RDCZ-A-7.1SupplyM-0502222 | MS strain plate 65x8mm 250mm long | No | NO | 12 | 647.4 | 763.93
5028055 | 116561 | 4459 | 3 | 895 | 1100279 | Agrawal Power Pvt.Ltd. |  | 20-279-110600-26-00001 | 6 | 2026-04-02 17:06 | 48520 | Turnkey- C Rajgarh | O&M Dn Jeerapur | RDSS | Revamped Distribution Sector Scheme | 2024-08-05 | 2024-06-11 19:41 | 2026-08-31 |  | 19338231.19 | 25336177.36 | Approved | PROJECT FOR THE FEEDER 33kv Dhamaniya jogi substaion @AND FEEDER ID 48520 | PROJECT FOR THE FEEDER 33kv Dhamaniya jogi substaion @AND FEEDER ID 48520 NSS-Damaniya Jogi Substation-Agrawal Power | Na | Na |  | NSS-Damaniya Jogi Substation-Agrawal Power | 2705142 | 9 | RDCZ-A-7.1 | RDCZ-A-7.1 | 1.00 | Number |  | 0 | Labor | 79209.04 | 120405.78 | M-0502222 | RDCZ-A-7.1LaborM-0502222 | MS strain plate 65x8mm 250mm long | No | NO | 12 | 0 | 0
5028055 | 116561 | 4459 | 3 | 895 | 1100280 | Agrawal Power Pvt.Ltd. |  | 20-279-110600-26-00001 | 6 | 2026-04-02 17:06 | 48520 | Turnkey- C Rajgarh | O&M Dn Jeerapur | RDSS | Revamped Distribution Sector Scheme | 2024-08-05 | 2024-06-11 19:41 | 2026-08-31 |  | 19338231.19 | 25336177.36 | Approved | PROJECT FOR THE FEEDER 33kv Dhamaniya jogi substaion @AND FEEDER ID 48520 | PROJECT FOR THE FEEDER 33kv Dhamaniya jogi substaion @AND FEEDER ID 48520 NSS-Damaniya Jogi Substation-Agrawal Power | Na | Na |  | NSS-Damaniya Jogi Substation-Agrawal Power | 2705142 | 9 | RDCZ-A-7.1 | RDCZ-A-7.1 | 1.00 | Number |  | 29949.75 | Supply | 79209.04 | 120405.78 | M-0502231 | RDCZ-A-7.1SupplyM-0502231 | Stay set 20 mm. complete without Stay wire (Painted) | No | NO | 6 | 5645.34 | 11833.3
5028055 | 116561 | 4459 | 3 | 895 | 1100281 | Agrawal Power Pvt.Ltd. |  | 20-279-110600-26-00001 | 6 | 2026-04-02 17:06 | 48520 | Turnkey- C Rajgarh | O&M Dn Jeerapur | RDSS | Revamped Distribution Sector Scheme | 2024-08-05 | 2024-06-11 19:41 | 2026-08-31 |  | 19338231.19 | 25336177.36 | Approved | PROJECT FOR THE FEEDER 33kv Dhamaniya jogi substaion @AND FEEDER ID 48520 | PROJECT FOR THE FEEDER 33kv Dhamaniya jogi substaion @AND FEEDER ID 48520 NSS-Damaniya Jogi Substation-Agrawal Power | Na | Na |  | NSS-Damaniya Jogi Substation-Agrawal Power | 2705142 | 9 | RDCZ-A-7.1 | RDCZ-A-7.1 | 1.00 | Number |  | 29949.75 | Labor | 79209.04 | 120405.78 | M-0502231 | RDCZ-A-7.1LaborM-0502231 | Stay set 20 mm. complete without Stay wire (Painted) | No | NO | 6 | 4382.88 | 4382.88
5028055 | 116561 | 4459 | 3 | 895 | 1100282 | Agrawal Power Pvt.Ltd. |  | 20-279-110600-26-00001 | 6 | 2026-04-02 17:06 | 48520 | Turnkey- C Rajgarh | O&M Dn Jeerapur | RDSS | Revamped Distribution Sector Scheme | 2024-08-05 | 2024-06-11 19:41 | 2026-08-31 |  | 19338231.19 | 25336177.36 | Approved | PROJECT FOR THE FEEDER 33kv Dhamaniya jogi substaion @AND FEEDER ID 48520 | PROJECT FOR THE FEEDER 33kv Dhamaniya jogi substaion @AND FEEDER ID 48520 NSS-Damaniya Jogi Substation-Agrawal Power | Na | Na |  | NSS-Damaniya Jogi Substation-Agrawal Power | 2705142 | 9 | RDCZ-A-7.1 | RDCZ-A-7.1 | 1.00 | Number |  | 0 | Supply | 79209.04 | 120405.78 | M-0502260 | RDCZ-A-7.1SupplyM-0502260 | Clamp 65X8 MM of MS Flat for pcc Pole 280Kg. (Each weight 3.04 kg ) | PR | PAIRS | 9 | 2272.41 | 2681.44
5028055 | 116561 | 4459 | 3 | 895 | 1100283 | Agrawal Power Pvt.Ltd. |  | 20-279-110600-26-00001 | 6 | 2026-04-02 17:06 | 48520 | Turnkey- C Rajgarh | O&M Dn Jeerapur | RDSS | Revamped Distribution Sector Scheme | 2024-08-05 | 2024-06-11 19:41 | 2026-08-31 |  | 19338231.19 | 25336177.36 | Approved | PROJECT FOR THE FEEDER 33kv Dhamaniya jogi substaion @AND FEEDER ID 48520 | PROJECT FOR THE FEEDER 33kv Dhamaniya jogi substaion @AND FEEDER ID 48520 NSS-Damaniya Jogi Substation-Agrawal Power | Na | Na |  | NSS-Damaniya Jogi Substation-Agrawal Power | 2705142 | 9 | RDCZ-A-7.1 | RDCZ-A-7.1 | 1.00 | Number |  | 0 | Labor | 79209.04 | 120405.78 | M-0502260 | RDCZ-A-7.1LaborM-0502260 | Clamp 65X8 MM of MS Flat for pcc Pole 280Kg. (Each weight 3.04 kg ) | PR | PAIRS | 9 | 0 | 0
5028055 | 116561 | 4459 | 3 | 895 | 1100284 | Agrawal Power Pvt.Ltd. |  | 20-279-110600-26-00001 | 6 | 2026-04-02 17:06 | 48520 | Turnkey- C Rajgarh | O&M Dn Jeerapur | RDSS | Revamped Distribution Sector Scheme | 2024-08-05 | 2024-06-11 19:41 | 2026-08-31 |  | 19338231.19 | 25336177.36 | Approved | PROJECT FOR THE FEEDER 33kv Dhamaniya jogi substaion @AND FEEDER ID 48520 | PROJECT FOR THE FEEDER 33kv Dhamaniya jogi substaion @AND FEEDER ID 48520 NSS-Damaniya Jogi Substation-Agrawal Power | Na | Na |  | NSS-Damaniya Jogi Substation-Agrawal Power | 2705142 | 9 | RDCZ-A-7.1 | RDCZ-A-7.1 | 1.00 | Number |  | 1142.67 | Supply | 79209.04 | 120405.78 | M-0502398 | RDCZ-A-7.1SupplyM-0502398 | Horizontal &amp; Cross Bracing set of MS angle of 50X50X6 mm for 5 ft(1.5 mtr) centre DP | Set | SET | 2 | 8578.06 | 11021.01
5028055 | 116561 | 4459 | 3 | 895 | 1100285 | Agrawal Power Pvt.Ltd. |  | 20-279-110600-26-00001 | 6 | 2026-04-02 17:06 | 48520 | Turnkey- C Rajgarh | O&M Dn Jeerapur | RDSS | Revamped Distribution Sector Scheme | 2024-08-05 | 2024-06-11 19:41 | 2026-08-31 |  | 19338231.19 | 25336177.36 | Approved | PROJECT FOR THE FEEDER 33kv Dhamaniya jogi substaion @AND FEEDER ID 48520 | PROJECT FOR THE FEEDER 33kv Dhamaniya jogi substaion @AND FEEDER ID 48520 NSS-Damaniya Jogi Substation-Agrawal Power | Na | Na |  | NSS-Damaniya Jogi Substation-Agrawal Power | 2705142 | 9 | RDCZ-A-7.1 | RDCZ-A-7.1 | 1.00 | Number |  | 1142.67 | Labor | 79209.04 | 120405.78 | M-0502398 | RDCZ-A-7.1LaborM-0502398 | Horizontal &amp; Cross Bracing set of MS angle of 50X50X6 mm for 5 ft(1.5 mtr) centre DP | Set | SET | 2 | 761.78 | 761.78
5028055 | 116561 | 4459 | 3 | 895 | 1100286 | Agrawal Power Pvt.Ltd. |  | 20-279-110600-26-00001 | 6 | 2026-04-02 17:06 | 48520 | Turnkey- C Rajgarh | O&M Dn Jeerapur | RDSS | Revamped Distribution Sector Scheme | 2024-08-05 | 2024-06-11 19:41 | 2026-08-31 |  | 19338231.19 | 25336177.36 | Approved | PROJECT FOR THE FEEDER 33kv Dhamaniya jogi substaion @AND FEEDER ID 48520 | PROJECT FOR THE FEEDER 33kv Dhamaniya jogi substaion @AND FEEDER ID 48520 NSS-Damaniya Jogi Substation-Agrawal Power | Na | Na |  | NSS-Damaniya Jogi Substation-Agrawal Power | 2705142 | 9 | RDCZ-A-7.1 | RDCZ-A-7.1 | 1.00 | Number |  | 469.35 | Supply | 79209.04 | 120405.78 | M-0502430 | RDCZ-A-7.1SupplyM-0502430 | Danger Boards Enamelled 33 KV | No | NUMBER | 3 | 216.87 | 366.67
5028055 | 116561 | 4459 | 3 | 895 | 1100287 | Agrawal Power Pvt.Ltd. |  | 20-279-110600-26-00001 | 6 | 2026-04-02 17:06 | 48520 | Turnkey- C Rajgarh | O&M Dn Jeerapur | RDSS | Revamped Distribution Sector Scheme | 2024-08-05 | 2024-06-11 19:41 | 2026-08-31 |  | 19338231.19 | 25336177.36 | Approved | PROJECT FOR THE FEEDER 33kv Dhamaniya jogi substaion @AND FEEDER ID 48520 | PROJECT FOR THE FEEDER 33kv Dhamaniya jogi substaion @AND FEEDER ID 48520 NSS-Damaniya Jogi Substation-Agrawal Power | Na | Na |  | NSS-Damaniya Jogi Substation-Agrawal Power | 2705142 | 9 | RDCZ-A-7.1 | RDCZ-A-7.1 | 1.00 | Number |  | 469.35 | Labor | 79209.04 | 120405.78 | M-0502430 | RDCZ-A-7.1LaborM-0502430 | Danger Boards Enamelled 33 KV | No | NUMBER | 3 | 93.87 | 93.87
5028055 | 116561 | 4459 | 3 | 895 | 1100288 | Agrawal Power Pvt.Ltd. |  | 20-279-110600-26-00001 | 6 | 2026-04-02 17:06 | 48520 | Turnkey- C Rajgarh | O&M Dn Jeerapur | RDSS | Revamped Distribution Sector Scheme | 2024-08-05 | 2024-06-11 19:41 | 2026-08-31 |  | 19338231.19 | 25336177.36 | Approved | PROJECT FOR THE FEEDER 33kv Dhamaniya jogi substaion @AND FEEDER ID 48520 | PROJECT FOR THE FEEDER 33kv Dhamaniya jogi substaion @AND FEEDER ID 48520 NSS-Damaniya Jogi Substation-Agrawal Power | Na | Na |  | NSS-Damaniya Jogi Substation-Agrawal Power | 2705142 | 9 | RDCZ-A-7.1 | RDCZ-A-7.1 | 1.00 | Number |  | 0 | Supply | 79209.04 | 120405.78 | M-0601036 | RDCZ-A-7.1SupplyM-0601036 | Stay Insulators 90X65mm | Ea | EA | 6 | 103.56 | 122.2
5028055 | 116561 | 4459 | 3 | 895 | 1100289 | Agrawal Power Pvt.Ltd. |  | 20-279-110600-26-00001 | 6 | 2026-04-02 17:06 | 48520 | Turnkey- C Rajgarh | O&M Dn Jeerapur | RDSS | Revamped Distribution Sector Scheme | 2024-08-05 | 2024-06-11 19:41 | 2026-08-31 |  | 19338231.19 | 25336177.36 | Approved | PROJECT FOR THE FEEDER 33kv Dhamaniya jogi substaion @AND FEEDER ID 48520 | PROJECT FOR THE FEEDER 33kv Dhamaniya jogi substaion @AND FEEDER ID 48520 NSS-Damaniya Jogi Substation-Agrawal Power | Na | Na |  | NSS-Damaniya Jogi Substation-Agrawal Power | 2705142 | 9 | RDCZ-A-7.1 | RDCZ-A-7.1 | 1.00 | Number |  | 0 | Labor | 79209.04 | 120405.78 | M-0601036 | RDCZ-A-7.1LaborM-0601036 | Stay Insulators 90X65mm | Ea | EA | 6 | 0 | 0
5028055 | 116561 | 4459 | 3 | 895 | 1100290 | Agrawal Power Pvt.Ltd. |  | 20-279-110600-26-00001 | 6 | 2026-04-02 17:06 | 48520 | Turnkey- C Rajgarh | O&M Dn Jeerapur | RDSS | Revamped Distribution Sector Scheme | 2024-08-05 | 2024-06-11 19:41 | 2026-08-31 |  | 19338231.19 | 25336177.36 | Approved | PROJECT FOR THE FEEDER 33kv Dhamaniya jogi substaion @AND FEEDER ID 48520 | PROJECT FOR THE FEEDER 33kv Dhamaniya jogi substaion @AND FEEDER ID 48520 NSS-Damaniya Jogi Substation-Agrawal Power | Na | Na |  | NSS-Damaniya Jogi Substation-Agrawal Power | 2705142 | 9 | RDCZ-A-7.1 | RDCZ-A-7.1 | 1.00 | Number |  | 2890.47 | Supply | 79209.04 | 120405.78 | M-0602001 | RDCZ-A-7.1SupplyM-0602001 | 33 KV Pin Insulator Polymer Composite (10 KN) | No | NUMBER | 6 | 2557.26 | 3376.59
5028055 | 116561 | 4459 | 3 | 895 | 1100291 | Agrawal Power Pvt.Ltd. |  | 20-279-110600-26-00001 | 6 | 2026-04-02 17:06 | 48520 | Turnkey- C Rajgarh | O&M Dn Jeerapur | RDSS | Revamped Distribution Sector Scheme | 2024-08-05 | 2024-06-11 19:41 | 2026-08-31 |  | 19338231.19 | 25336177.36 | Approved | PROJECT FOR THE FEEDER 33kv Dhamaniya jogi substaion @AND FEEDER ID 48520 | PROJECT FOR THE FEEDER 33kv Dhamaniya jogi substaion @AND FEEDER ID 48520 NSS-Damaniya Jogi Substation-Agrawal Power | Na | Na |  | NSS-Damaniya Jogi Substation-Agrawal Power | 2705142 | 9 | RDCZ-A-7.1 | RDCZ-A-7.1 | 1.00 | Number |  | 2890.47 | Labor | 79209.04 | 120405.78 | M-0602001 | RDCZ-A-7.1LaborM-0602001 | 33 KV Pin Insulator Polymer Composite (10 KN) | No | NUMBER | 6 | 304.26 | 304.26
5028055 | 116561 | 4459 | 3 | 895 | 1100292 | Agrawal Power Pvt.Ltd. |  | 20-279-110600-26-00001 | 6 | 2026-04-02 17:06 | 48520 | Turnkey- C Rajgarh | O&M Dn Jeerapur | RDSS | Revamped Distribution Sector Scheme | 2024-08-05 | 2024-06-11 19:41 | 2026-08-31 |  | 19338231.19 | 25336177.36 | Approved | PROJECT FOR THE FEEDER 33kv Dhamaniya jogi substaion @AND FEEDER ID 48520 | PROJECT FOR THE FEEDER 33kv Dhamaniya jogi substaion @AND FEEDER ID 48520 NSS-Damaniya Jogi Substation-Agrawal Power | Na | Na |  | NSS-Damaniya Jogi Substation-Agrawal Power | 2705142 | 9 | RDCZ-A-7.1 | RDCZ-A-7.1 | 1.00 | Number |  | 29220.93 | Supply | 79209.04 | 120405.78 | M-0602005 | RDCZ-A-7.1SupplyM-0602005 | 33 KV (45KN) Composite Polymer Disc Insulators | Ea | EA | 12 | 2835.6 | 5683.68
5028055 | 116561 | 4459 | 3 | 895 | 1100293 | Agrawal Power Pvt.Ltd. |  | 20-279-110600-26-00001 | 6 | 2026-04-02 17:06 | 48520 | Turnkey- C Rajgarh | O&M Dn Jeerapur | RDSS | Revamped Distribution Sector Scheme | 2024-08-05 | 2024-06-11 19:41 | 2026-08-31 |  | 19338231.19 | 25336177.36 | Approved | PROJECT FOR THE FEEDER 33kv Dhamaniya jogi substaion @AND FEEDER ID 48520 | PROJECT FOR THE FEEDER 33kv Dhamaniya jogi substaion @AND FEEDER ID 48520 NSS-Damaniya Jogi Substation-Agrawal Power | Na | Na |  | NSS-Damaniya Jogi Substation-Agrawal Power | 2705142 | 9 | RDCZ-A-7.1 | RDCZ-A-7.1 | 1.00 | Number |  | 29220.93 | Labor | 79209.04 | 120405.78 | M-0602005 | RDCZ-A-7.1LaborM-0602005 | 33 KV (45KN) Composite Polymer Disc Insulators | Ea | EA | 12 | 1981.08 | 1981.08
5028055 | 116561 | 4459 | 3 | 895 | 1100294 | Agrawal Power Pvt.Ltd. |  | 20-279-110600-26-00001 | 6 | 2026-04-02 17:06 | 48520 | Turnkey- C Rajgarh | O&M Dn Jeerapur | RDSS | Revamped Distribution Sector Scheme | 2024-08-05 | 2024-06-11 19:41 | 2026-08-31 |  | 19338231.19 | 25336177.36 | Approved | PROJECT FOR THE FEEDER 33kv Dhamaniya jogi substaion @AND FEEDER ID 48520 | PROJECT FOR THE FEEDER 33kv Dhamaniya jogi substaion @AND FEEDER ID 48520 NSS-Damaniya Jogi Substation-Agrawal Power | Na | Na |  | NSS-Damaniya Jogi Substation-Agrawal Power | 2705142 | 9 | RDCZ-A-7.1 | RDCZ-A-7.1 | 1.00 | Number |  | 34959.63 | Labor | 79209.04 | 120405.78 | M-1214001 | RDCZ-A-7.1LaborM-1214001 | Red oxide paint | l | L | 0.0001 | .03 | .03
5028055 | 116561 | 4459 | 3 | 895 | 1100295 | Agrawal Power Pvt.Ltd. |  | 20-279-110600-26-00001 | 6 | 2026-04-02 17:06 | 48520 | Turnkey- C Rajgarh | O&M Dn Jeerapur | RDSS | Revamped Distribution Sector Scheme | 2024-08-05 | 2024-06-11 19:41 | 2026-08-31 |  | 19338231.19 | 25336177.36 | Approved | PROJECT FOR THE FEEDER 33kv Dhamaniya jogi substaion @AND FEEDER ID 48520 | PROJECT FOR THE FEEDER 33kv Dhamaniya jogi substaion @AND FEEDER ID 48520 NSS-Damaniya Jogi Substation-Agrawal Power | Na | Na |  | NSS-Damaniya Jogi Substation-Agrawal Power | 2705142 | 9 | RDCZ-A-7.1 | RDCZ-A-7.1 | 1.00 | Number |  | 34959.63 | Supply | 79209.04 | 120405.78 | M-1214001 | RDCZ-A-7.1SupplyM-1214001 | Red oxide paint | l | L | 0.0001 | .01 | .05
5028055 | 116561 | 4459 | 3 | 895 | 1100296 | Agrawal Power Pvt.Ltd. |  | 20-279-110600-26-00001 | 6 | 2026-04-02 17:06 | 48520 | Turnkey- C Rajgarh | O&M Dn Jeerapur | RDSS | Revamped Distribution Sector Scheme | 2024-08-05 | 2024-06-11 19:41 | 2026-08-31 |  | 19338231.19 | 25336177.36 | Approved | PROJECT FOR THE FEEDER 33kv Dhamaniya jogi substaion @AND FEEDER ID 48520 | PROJECT FOR THE FEEDER 33kv Dhamaniya jogi substaion @AND FEEDER ID 48520 NSS-Damaniya Jogi Substation-Agrawal Power | Na | Na |  | NSS-Damaniya Jogi Substation-Agrawal Power | 2705142 | 9 | RDCZ-A-7.1 | RDCZ-A-7.1 | 1.00 | Number |  | 24860.42 | Supply | 79209.04 | 120405.78 | M-1214002 | RDCZ-A-7.1SupplyM-1214002 | Aluminium paint | l | L | 0.0001 | .02 | .05
5028055 | 116561 | 4459 | 3 | 895 | 1100297 | Agrawal Power Pvt.Ltd. |  | 20-279-110600-26-00001 | 6 | 2026-04-02 17:06 | 48520 | Turnkey- C Rajgarh | O&M Dn Jeerapur | RDSS | Revamped Distribution Sector Scheme | 2024-08-05 | 2024-06-11 19:41 | 2026-08-31 |  | 19338231.19 | 25336177.36 | Approved | PROJECT FOR THE FEEDER 33kv Dhamaniya jogi substaion @AND FEEDER ID 48520 | PROJECT FOR THE FEEDER 33kv Dhamaniya jogi substaion @AND FEEDER ID 48520 NSS-Damaniya Jogi Substation-Agrawal Power | Na | Na |  | NSS-Damaniya Jogi Substation-Agrawal Power | 2705142 | 9 | RDCZ-A-7.1 | RDCZ-A-7.1 | 1.00 | Number |  | 24860.42 | Labor | 79209.04 | 120405.78 | M-1214002 | RDCZ-A-7.1LaborM-1214002 | Aluminium paint | l | L | 0.0001 | .02 | .02
5028055 | 116561 | 4459 | 3 | 895 | 1100298 | Agrawal Power Pvt.Ltd. |  | 20-279-110600-26-00001 | 6 | 2026-04-02 17:06 | 48520 | Turnkey- C Rajgarh | O&M Dn Jeerapur | RDSS | Revamped Distribution Sector Scheme | 2024-08-05 | 2024-06-11 19:41 | 2026-08-31 |  | 19338231.19 | 25336177.36 | Approved | PROJECT FOR THE FEEDER 33kv Dhamaniya jogi substaion @AND FEEDER ID 48520 | PROJECT FOR THE FEEDER 33kv Dhamaniya jogi substaion @AND FEEDER ID 48520 NSS-Damaniya Jogi Substation-Agrawal Power | Na | Na |  | NSS-Damaniya Jogi Substation-Agrawal Power | 2705142 | 9 | RDCZ-A-7.1 | RDCZ-A-7.1 | 1.00 | Number |  | 26905.29 | Supply | 79209.04 | 120405.78 | P-0001037 | RDCZ-A-7.1SupplyP-0001037 | Concreting of structures &amp; foundation (1:3:6). | CMT | CMT | 2.88 | 13548.79 | 18297.71
5028055 | 116561 | 4459 | 3 | 895 | 1100299 | Agrawal Power Pvt.Ltd. |  | 20-279-110600-26-00001 | 6 | 2026-04-02 17:06 | 48520 | Turnkey- C Rajgarh | O&M Dn Jeerapur | RDSS | Revamped Distribution Sector Scheme | 2024-08-05 | 2024-06-11 19:41 | 2026-08-31 |  | 19338231.19 | 25336177.36 | Approved | PROJECT FOR THE FEEDER 33kv Dhamaniya jogi substaion @AND FEEDER ID 48520 | PROJECT FOR THE FEEDER 33kv Dhamaniya jogi substaion @AND FEEDER ID 48520 NSS-Damaniya Jogi Substation-Agrawal Power | Na | Na |  | NSS-Damaniya Jogi Substation-Agrawal Power | 2705142 | 9 | RDCZ-A-7.1 | RDCZ-A-7.1 | 1.00 | Number |  | 26905.29 | Labor | 79209.04 | 120405.78 | P-0001037 | RDCZ-A-7.1LaborP-0001037 | Concreting of structures &amp; foundation (1:3:6). | CMT | CMT | 2.88 | 1957.74 | 1957.74
5028055 | 116561 | 4459 | 3 | 895 | 1100300 | Agrawal Power Pvt.Ltd. |  | 20-279-110600-26-00001 | 6 | 2026-04-02 17:06 | 48520 | Turnkey- C Rajgarh | O&M Dn Jeerapur | RDSS | Revamped Distribution Sector Scheme | 2024-08-05 | 2024-06-11 19:41 | 2026-08-31 |  | 19338231.19 | 25336177.36 | Approved | PROJECT FOR THE FEEDER 33kv Dhamaniya jogi substaion @AND FEEDER ID 48520 | PROJECT FOR THE FEEDER 33kv Dhamaniya jogi substaion @AND FEEDER ID 48520 NSS-Damaniya Jogi Substation-Agrawal Power | Na | Na |  | NSS-Damaniya Jogi Substation-Agrawal Power | 2705142 | 9 | RDCZ-A-7.1 | RDCZ-A-7.1 | 1.00 | Number |  | 0 | Supply | 79209.04 | 120405.78 | P-0702056 | RDCZ-A-7.1SupplyP-0702056 | Stone Block/Pre cast block for base pedding(450X450X75MM) | No | NO | 3 | 877.23 | 1035.13
5028055 | 116561 | 4459 | 3 | 895 | 1100301 | Agrawal Power Pvt.Ltd. |  | 20-279-110600-26-00001 | 6 | 2026-04-02 17:06 | 48520 | Turnkey- C Rajgarh | O&M Dn Jeerapur | RDSS | Revamped Distribution Sector Scheme | 2024-08-05 | 2024-06-11 19:41 | 2026-08-31 |  | 19338231.19 | 25336177.36 | Approved | PROJECT FOR THE FEEDER 33kv Dhamaniya jogi substaion @AND FEEDER ID 48520 | PROJECT FOR THE FEEDER 33kv Dhamaniya jogi substaion @AND FEEDER ID 48520 NSS-Damaniya Jogi Substation-Agrawal Power | Na | Na |  | NSS-Damaniya Jogi Substation-Agrawal Power | 2705142 | 9 | RDCZ-A-7.1 | RDCZ-A-7.1 | 1.00 | Number |  | 0 | Labor | 79209.04 | 120405.78 | P-0702056 | RDCZ-A-7.1LaborP-0702056 | Stone Block/Pre cast block for base pedding(450X450X75MM) | No | NO | 3 | 0 | 0
5028055 | 116561 | 4459 | 3 | 895 | 1100302 | Agrawal Power Pvt.Ltd. |  | 20-279-110600-26-00001 | 6 | 2026-04-02 17:06 | 48520 | Turnkey- C Rajgarh | O&M Dn Jeerapur | RDSS | Revamped Distribution Sector Scheme | 2024-08-05 | 2024-06-11 19:41 | 2026-08-31 |  | 19338231.19 | 25336177.36 | Approved | PROJECT FOR THE FEEDER 33kv Dhamaniya jogi substaion @AND FEEDER ID 48520 | PROJECT FOR THE FEEDER 33kv Dhamaniya jogi substaion @AND FEEDER ID 48520 NSS-Damaniya Jogi Substation-Agrawal Power | Na | Na |  | NSS-Damaniya Jogi Substation-Agrawal Power | 2705142 | 10 | RDCZ-Part-B-B6 | RDCZ-Part-B-B6 | 1.00 |  |  | 57426.54 | Supply | 15551269.44 | 19878028.76 | M-0103006 | RDCZ-Part-B-B6SupplyM-0103006 | 33/11 KV Power transformer , OFTC Type , 5000 KVA (LOSS 4KW + 23 KW) | No | NO | 1 | 4217710.65 | 5044661.88
5028055 | 116561 | 4459 | 3 | 895 | 1100303 | Agrawal Power Pvt.Ltd. |  | 20-279-110600-26-00001 | 6 | 2026-04-02 17:06 | 48520 | Turnkey- C Rajgarh | O&M Dn Jeerapur | RDSS | Revamped Distribution Sector Scheme | 2024-08-05 | 2024-06-11 19:41 | 2026-08-31 |  | 19338231.19 | 25336177.36 | Approved | PROJECT FOR THE FEEDER 33kv Dhamaniya jogi substaion @AND FEEDER ID 48520 | PROJECT FOR THE FEEDER 33kv Dhamaniya jogi substaion @AND FEEDER ID 48520 NSS-Damaniya Jogi Substation-Agrawal Power | Na | Na |  | NSS-Damaniya Jogi Substation-Agrawal Power | 2705142 | 10 | RDCZ-Part-B-B6 | RDCZ-Part-B-B6 | 1.00 |  |  | 57426.54 | Labor | 15551269.44 | 19878028.76 | M-0103006 | RDCZ-Part-B-B6LaborM-0103006 | 33/11 KV Power transformer , OFTC Type , 5000 KVA (LOSS 4KW + 23 KW) | No | NO | 1 | 57426.54 | 57426.54
5028055 | 116561 | 4459 | 3 | 895 | 1100304 | Agrawal Power Pvt.Ltd. |  | 20-279-110600-26-00001 | 6 | 2026-04-02 17:06 | 48520 | Turnkey- C Rajgarh | O&M Dn Jeerapur | RDSS | Revamped Distribution Sector Scheme | 2024-08-05 | 2024-06-11 19:41 | 2026-08-31 |  | 19338231.19 | 25336177.36 | Approved | PROJECT FOR THE FEEDER 33kv Dhamaniya jogi substaion @AND FEEDER ID 48520 | PROJECT FOR THE FEEDER 33kv Dhamaniya jogi substaion @AND FEEDER ID 48520 NSS-Damaniya Jogi Substation-Agrawal Power | Na | Na |  | NSS-Damaniya Jogi Substation-Agrawal Power | 2705142 | 10 | RDCZ-Part-B-B6 | RDCZ-Part-B-B6 | 1.00 |  |  | 3418.27 | Supply | 15551269.44 | 19878028.76 | M-0106032 | RDCZ-Part-B-B6SupplyM-0106032 | BIS certified Energy Efficiency Level-III (Old)/Level-II (New) Convential 11/0.433KV, 100 KVA Distribution Transformer | No | NO | 1 | 139606.42 | 168769.13
5028055 | 116561 | 4459 | 3 | 895 | 1100305 | Agrawal Power Pvt.Ltd. |  | 20-279-110600-26-00001 | 6 | 2026-04-02 17:06 | 48520 | Turnkey- C Rajgarh | O&M Dn Jeerapur | RDSS | Revamped Distribution Sector Scheme | 2024-08-05 | 2024-06-11 19:41 | 2026-08-31 |  | 19338231.19 | 25336177.36 | Approved | PROJECT FOR THE FEEDER 33kv Dhamaniya jogi substaion @AND FEEDER ID 48520 | PROJECT FOR THE FEEDER 33kv Dhamaniya jogi substaion @AND FEEDER ID 48520 NSS-Damaniya Jogi Substation-Agrawal Power | Na | Na |  | NSS-Damaniya Jogi Substation-Agrawal Power | 2705142 | 10 | RDCZ-Part-B-B6 | RDCZ-Part-B-B6 | 1.00 |  |  | 3418.27 | Labor | 15551269.44 | 19878028.76 | M-0106032 | RDCZ-Part-B-B6LaborM-0106032 | BIS certified Energy Efficiency Level-III (Old)/Level-II (New) Convential 11/0.433KV, 100 KVA Distribution Transformer | No | NO | 1 | 3418.27 | 3418.27
5028055 | 116561 | 4459 | 3 | 895 | 1100306 | Agrawal Power Pvt.Ltd. |  | 20-279-110600-26-00001 | 6 | 2026-04-02 17:06 | 48520 | Turnkey- C Rajgarh | O&M Dn Jeerapur | RDSS | Revamped Distribution Sector Scheme | 2024-08-05 | 2024-06-11 19:41 | 2026-08-31 |  | 19338231.19 | 25336177.36 | Approved | PROJECT FOR THE FEEDER 33kv Dhamaniya jogi substaion @AND FEEDER ID 48520 | PROJECT FOR THE FEEDER 33kv Dhamaniya jogi substaion @AND FEEDER ID 48520 NSS-Damaniya Jogi Substation-Agrawal Power | Na | Na |  | NSS-Damaniya Jogi Substation-Agrawal Power | 2705142 | 10 | RDCZ-Part-B-B6 | RDCZ-Part-B-B6 | 1.00 |  |  | 1456.65 | Supply | 15551269.44 | 19878028.76 | M-0116008 | RDCZ-Part-B-B6SupplyM-0116008 | 33 KV CTs.Outdoor Oil immersed type 200-100/5 Amps | Ea | EA | 3 | 50474.55 | 61278.82
5028055 | 116561 | 4459 | 3 | 895 | 1100307 | Agrawal Power Pvt.Ltd. |  | 20-279-110600-26-00001 | 6 | 2026-04-02 17:06 | 48520 | Turnkey- C Rajgarh | O&M Dn Jeerapur | RDSS | Revamped Distribution Sector Scheme | 2024-08-05 | 2024-06-11 19:41 | 2026-08-31 |  | 19338231.19 | 25336177.36 | Approved | PROJECT FOR THE FEEDER 33kv Dhamaniya jogi substaion @AND FEEDER ID 48520 | PROJECT FOR THE FEEDER 33kv Dhamaniya jogi substaion @AND FEEDER ID 48520 NSS-Damaniya Jogi Substation-Agrawal Power | Na | Na |  | NSS-Damaniya Jogi Substation-Agrawal Power | 2705142 | 10 | RDCZ-Part-B-B6 | RDCZ-Part-B-B6 | 1.00 |  |  | 1456.65 | Labor | 15551269.44 | 19878028.76 | M-0116008 | RDCZ-Part-B-B6LaborM-0116008 | 33 KV CTs.Outdoor Oil immersed type 200-100/5 Amps | Ea | EA | 3 | 1456.65 | 1456.65
5028055 | 116561 | 4459 | 3 | 895 | 1100308 | Agrawal Power Pvt.Ltd. |  | 20-279-110600-26-00001 | 6 | 2026-04-02 17:06 | 48520 | Turnkey- C Rajgarh | O&M Dn Jeerapur | RDSS | Revamped Distribution Sector Scheme | 2024-08-05 | 2024-06-11 19:41 | 2026-08-31 |  | 19338231.19 | 25336177.36 | Approved | PROJECT FOR THE FEEDER 33kv Dhamaniya jogi substaion @AND FEEDER ID 48520 | PROJECT FOR THE FEEDER 33kv Dhamaniya jogi substaion @AND FEEDER ID 48520 NSS-Damaniya Jogi Substation-Agrawal Power | Na | Na |  | NSS-Damaniya Jogi Substation-Agrawal Power | 2705142 | 10 | RDCZ-Part-B-B6 | RDCZ-Part-B-B6 | 1.00 |  |  | 2913.3 | Supply | 15551269.44 | 19878028.76 | M-0116014 | RDCZ-Part-B-B6SupplyM-0116014 | 33 KV CTs.Outdoor Oil immersed type 300-150/5 Amps | No | NO | 6 | 97472.52 | 118455.27
5028055 | 116561 | 4459 | 3 | 895 | 1100309 | Agrawal Power Pvt.Ltd. |  | 20-279-110600-26-00001 | 6 | 2026-04-02 17:06 | 48520 | Turnkey- C Rajgarh | O&M Dn Jeerapur | RDSS | Revamped Distribution Sector Scheme | 2024-08-05 | 2024-06-11 19:41 | 2026-08-31 |  | 19338231.19 | 25336177.36 | Approved | PROJECT FOR THE FEEDER 33kv Dhamaniya jogi substaion @AND FEEDER ID 48520 | PROJECT FOR THE FEEDER 33kv Dhamaniya jogi substaion @AND FEEDER ID 48520 NSS-Damaniya Jogi Substation-Agrawal Power | Na | Na |  | NSS-Damaniya Jogi Substation-Agrawal Power | 2705142 | 10 | RDCZ-Part-B-B6 | RDCZ-Part-B-B6 | 1.00 |  |  | 2913.3 | Labor | 15551269.44 | 19878028.76 | M-0116014 | RDCZ-Part-B-B6LaborM-0116014 | 33 KV CTs.Outdoor Oil immersed type 300-150/5 Amps | No | NO | 6 | 2913.3 | 2913.3
5028055 | 116561 | 4459 | 3 | 895 | 1100310 | Agrawal Power Pvt.Ltd. |  | 20-279-110600-26-00001 | 6 | 2026-04-02 17:06 | 48520 | Turnkey- C Rajgarh | O&M Dn Jeerapur | RDSS | Revamped Distribution Sector Scheme | 2024-08-05 | 2024-06-11 19:41 | 2026-08-31 |  | 19338231.19 | 25336177.36 | Approved | PROJECT FOR THE FEEDER 33kv Dhamaniya jogi substaion @AND FEEDER ID 48520 | PROJECT FOR THE FEEDER 33kv Dhamaniya jogi substaion @AND FEEDER ID 48520 NSS-Damaniya Jogi Substation-Agrawal Power | Na | Na |  | NSS-Damaniya Jogi Substation-Agrawal Power | 2705142 | 10 | RDCZ-Part-B-B6 | RDCZ-Part-B-B6 | 1.00 |  |  | 5244 | Supply | 15551269.44 | 19878028.76 | M-0116033 | RDCZ-Part-B-B6SupplyM-0116033 | 11 KV.C.Ts.(Outdoor dry type) 300-150/5-5 Amps | Ea | EA | 12 | 127395.36 | 156514.44
5028055 | 116561 | 4459 | 3 | 895 | 1100311 | Agrawal Power Pvt.Ltd. |  | 20-279-110600-26-00001 | 6 | 2026-04-02 17:06 | 48520 | Turnkey- C Rajgarh | O&M Dn Jeerapur | RDSS | Revamped Distribution Sector Scheme | 2024-08-05 | 2024-06-11 19:41 | 2026-08-31 |  | 19338231.19 | 25336177.36 | Approved | PROJECT FOR THE FEEDER 33kv Dhamaniya jogi substaion @AND FEEDER ID 48520 | PROJECT FOR THE FEEDER 33kv Dhamaniya jogi substaion @AND FEEDER ID 48520 NSS-Damaniya Jogi Substation-Agrawal Power | Na | Na |  | NSS-Damaniya Jogi Substation-Agrawal Power | 2705142 | 10 | RDCZ-Part-B-B6 | RDCZ-Part-B-B6 | 1.00 |  |  | 5244 | Labor | 15551269.44 | 19878028.76 | M-0116033 | RDCZ-Part-B-B6LaborM-0116033 | 11 KV.C.Ts.(Outdoor dry type) 300-150/5-5 Amps | Ea | EA | 12 | 5244 | 5244
5028055 | 116561 | 4459 | 3 | 895 | 1100312 | Agrawal Power Pvt.Ltd. |  | 20-279-110600-26-00001 | 6 | 2026-04-02 17:06 | 48520 | Turnkey- C Rajgarh | O&M Dn Jeerapur | RDSS | Revamped Distribution Sector Scheme | 2024-08-05 | 2024-06-11 19:41 | 2026-08-31 |  | 19338231.19 | 25336177.36 | Approved | PROJECT FOR THE FEEDER 33kv Dhamaniya jogi substaion @AND FEEDER ID 48520 | PROJECT FOR THE FEEDER 33kv Dhamaniya jogi substaion @AND FEEDER ID 48520 NSS-Damaniya Jogi Substation-Agrawal Power | Na | Na |  | NSS-Damaniya Jogi Substation-Agrawal Power | 2705142 | 10 | RDCZ-Part-B-B6 | RDCZ-Part-B-B6 | 1.00 |  |  | 1456.65 | Supply | 15551269.44 | 19878028.76 | M-0117001 | RDCZ-Part-B-B6SupplyM-0117001 | 33 KV Single Phase PTs. | Ea | EA | 3 | 54145.29 | 65610.29
5028055 | 116561 | 4459 | 3 | 895 | 1100313 | Agrawal Power Pvt.Ltd. |  | 20-279-110600-26-00001 | 6 | 2026-04-02 17:06 | 48520 | Turnkey- C Rajgarh | O&M Dn Jeerapur | RDSS | Revamped Distribution Sector Scheme | 2024-08-05 | 2024-06-11 19:41 | 2026-08-31 |  | 19338231.19 | 25336177.36 | Approved | PROJECT FOR THE FEEDER 33kv Dhamaniya jogi substaion @AND FEEDER ID 48520 | PROJECT FOR THE FEEDER 33kv Dhamaniya jogi substaion @AND FEEDER ID 48520 NSS-Damaniya Jogi Substation-Agrawal Power | Na | Na |  | NSS-Damaniya Jogi Substation-Agrawal Power | 2705142 | 10 | RDCZ-Part-B-B6 | RDCZ-Part-B-B6 | 1.00 |  |  | 1456.65 | Labor | 15551269.44 | 19878028.76 | M-0117001 | RDCZ-Part-B-B6LaborM-0117001 | 33 KV Single Phase PTs. | Ea | EA | 3 | 1456.65 | 1456.65
5028055 | 116561 | 4459 | 3 | 895 | 1100314 | Agrawal Power Pvt.Ltd. |  | 20-279-110600-26-00001 | 6 | 2026-04-02 17:06 | 48520 | Turnkey- C Rajgarh | O&M Dn Jeerapur | RDSS | Revamped Distribution Sector Scheme | 2024-08-05 | 2024-06-11 19:41 | 2026-08-31 |  | 19338231.19 | 25336177.36 | Approved | PROJECT FOR THE FEEDER 33kv Dhamaniya jogi substaion @AND FEEDER ID 48520 | PROJECT FOR THE FEEDER 33kv Dhamaniya jogi substaion @AND FEEDER ID 48520 NSS-Damaniya Jogi Substation-Agrawal Power | Na | Na |  | NSS-Damaniya Jogi Substation-Agrawal Power | 2705142 | 10 | RDCZ-Part-B-B6 | RDCZ-Part-B-B6 | 1.00 |  |  | 1311 | Supply | 15551269.44 | 19878028.76 | M-0117011 | RDCZ-Part-B-B6SupplyM-0117011 | 11 KV Single Phase PTs. (Resin Molded) | Ea | EA | 3 | 32159.61 | 39495.32
5028055 | 116561 | 4459 | 3 | 895 | 1100315 | Agrawal Power Pvt.Ltd. |  | 20-279-110600-26-00001 | 6 | 2026-04-02 17:06 | 48520 | Turnkey- C Rajgarh | O&M Dn Jeerapur | RDSS | Revamped Distribution Sector Scheme | 2024-08-05 | 2024-06-11 19:41 | 2026-08-31 |  | 19338231.19 | 25336177.36 | Approved | PROJECT FOR THE FEEDER 33kv Dhamaniya jogi substaion @AND FEEDER ID 48520 | PROJECT FOR THE FEEDER 33kv Dhamaniya jogi substaion @AND FEEDER ID 48520 NSS-Damaniya Jogi Substation-Agrawal Power | Na | Na |  | NSS-Damaniya Jogi Substation-Agrawal Power | 2705142 | 10 | RDCZ-Part-B-B6 | RDCZ-Part-B-B6 | 1.00 |  |  | 1311 | Labor | 15551269.44 | 19878028.76 | M-0117011 | RDCZ-Part-B-B6LaborM-0117011 | 11 KV Single Phase PTs. (Resin Molded) | Ea | EA | 3 | 1311 | 1311
5028055 | 116561 | 4459 | 3 | 895 | 1100316 | Agrawal Power Pvt.Ltd. |  | 20-279-110600-26-00001 | 6 | 2026-04-02 17:06 | 48520 | Turnkey- C Rajgarh | O&M Dn Jeerapur | RDSS | Revamped Distribution Sector Scheme | 2024-08-05 | 2024-06-11 19:41 | 2026-08-31 |  | 19338231.19 | 25336177.36 | Approved | PROJECT FOR THE FEEDER 33kv Dhamaniya jogi substaion @AND FEEDER ID 48520 | PROJECT FOR THE FEEDER 33kv Dhamaniya jogi substaion @AND FEEDER ID 48520 NSS-Damaniya Jogi Substation-Agrawal Power | Na | Na |  | NSS-Damaniya Jogi Substation-Agrawal Power | 2705142 | 10 | RDCZ-Part-B-B6 | RDCZ-Part-B-B6 | 1.00 |  |  | 1427.51 | Supply | 15551269.44 | 19878028.76 | M-0118021 | RDCZ-Part-B-B6SupplyM-0118021 | Bi Metallic Clamp for Power Transformer of Brass Flat 50x50x10MM | Ea | EA | 7 | 3912.44 | 6301.14
5028055 | 116561 | 4459 | 3 | 895 | 1100317 | Agrawal Power Pvt.Ltd. |  | 20-279-110600-26-00001 | 6 | 2026-04-02 17:06 | 48520 | Turnkey- C Rajgarh | O&M Dn Jeerapur | RDSS | Revamped Distribution Sector Scheme | 2024-08-05 | 2024-06-11 19:41 | 2026-08-31 |  | 19338231.19 | 25336177.36 | Approved | PROJECT FOR THE FEEDER 33kv Dhamaniya jogi substaion @AND FEEDER ID 48520 | PROJECT FOR THE FEEDER 33kv Dhamaniya jogi substaion @AND FEEDER ID 48520 NSS-Damaniya Jogi Substation-Agrawal Power | Na | Na |  | NSS-Damaniya Jogi Substation-Agrawal Power | 2705142 | 10 | RDCZ-Part-B-B6 | RDCZ-Part-B-B6 | 1.00 |  |  | 1427.51 | Labor | 15551269.44 | 19878028.76 | M-0118021 | RDCZ-Part-B-B6LaborM-0118021 | Bi Metallic Clamp for Power Transformer of Brass Flat 50x50x10MM | Ea | EA | 7 | 1427.51 | 1427.51
5028055 | 116561 | 4459 | 3 | 895 | 1100318 | Agrawal Power Pvt.Ltd. |  | 20-279-110600-26-00001 | 6 | 2026-04-02 17:06 | 48520 | Turnkey- C Rajgarh | O&M Dn Jeerapur | RDSS | Revamped Distribution Sector Scheme | 2024-08-05 | 2024-06-11 19:41 | 2026-08-31 |  | 19338231.19 | 25336177.36 | Approved | PROJECT FOR THE FEEDER 33kv Dhamaniya jogi substaion @AND FEEDER ID 48520 | PROJECT FOR THE FEEDER 33kv Dhamaniya jogi substaion @AND FEEDER ID 48520 NSS-Damaniya Jogi Substation-Agrawal Power | Na | Na |  | NSS-Damaniya Jogi Substation-Agrawal Power | 2705142 | 10 | RDCZ-Part-B-B6 | RDCZ-Part-B-B6 | 1.00 |  |  | 10814.82 | Supply | 15551269.44 | 19878028.76 | M-0201003 | RDCZ-Part-B-B6SupplyM-0201003 | 33 KV VCB, Outdoor Porcelain clad type with complete structure and accessories excluding CT &amp; pannel | Ea | EA | 3 | 764877.21 | 915316.6
5028055 | 116561 | 4459 | 3 | 895 | 1100319 | Agrawal Power Pvt.Ltd. |  | 20-279-110600-26-00001 | 6 | 2026-04-02 17:06 | 48520 | Turnkey- C Rajgarh | O&M Dn Jeerapur | RDSS | Revamped Distribution Sector Scheme | 2024-08-05 | 2024-06-11 19:41 | 2026-08-31 |  | 19338231.19 | 25336177.36 | Approved | PROJECT FOR THE FEEDER 33kv Dhamaniya jogi substaion @AND FEEDER ID 48520 | PROJECT FOR THE FEEDER 33kv Dhamaniya jogi substaion @AND FEEDER ID 48520 NSS-Damaniya Jogi Substation-Agrawal Power | Na | Na |  | NSS-Damaniya Jogi Substation-Agrawal Power | 2705142 | 10 | RDCZ-Part-B-B6 | RDCZ-Part-B-B6 | 1.00 |  |  | 10814.82 | Labor | 15551269.44 | 19878028.76 | M-0201003 | RDCZ-Part-B-B6LaborM-0201003 | 33 KV VCB, Outdoor Porcelain clad type with complete structure and accessories excluding CT &amp; pannel | Ea | EA | 3 | 10814.82 | 10814.82
5028055 | 116561 | 4459 | 3 | 895 | 1100320 | Agrawal Power Pvt.Ltd. |  | 20-279-110600-26-00001 | 6 | 2026-04-02 17:06 | 48520 | Turnkey- C Rajgarh | O&M Dn Jeerapur | RDSS | Revamped Distribution Sector Scheme | 2024-08-05 | 2024-06-11 19:41 | 2026-08-31 |  | 19338231.19 | 25336177.36 | Approved | PROJECT FOR THE FEEDER 33kv Dhamaniya jogi substaion @AND FEEDER ID 48520 | PROJECT FOR THE FEEDER 33kv Dhamaniya jogi substaion @AND FEEDER ID 48520 NSS-Damaniya Jogi Substation-Agrawal Power | Na | Na |  | NSS-Damaniya Jogi Substation-Agrawal Power | 2705142 | 10 | RDCZ-Part-B-B6 | RDCZ-Part-B-B6 | 1.00 |  |  | 12119.32 | Supply | 15551269.44 | 19878028.76 | M-0201014 | RDCZ-Part-B-B6SupplyM-0201014 | 11 KV VCB, Outdoor Porcelain clad type with complete structure and accessories excluding CT &amp; pannel | Ea | EA | 4 | 554955.6 | 669148.41
5028055 | 116561 | 4459 | 3 | 895 | 1100321 | Agrawal Power Pvt.Ltd. |  | 20-279-110600-26-00001 | 6 | 2026-04-02 17:06 | 48520 | Turnkey- C Rajgarh | O&M Dn Jeerapur | RDSS | Revamped Distribution Sector Scheme | 2024-08-05 | 2024-06-11 19:41 | 2026-08-31 |  | 19338231.19 | 25336177.36 | Approved | PROJECT FOR THE FEEDER 33kv Dhamaniya jogi substaion @AND FEEDER ID 48520 | PROJECT FOR THE FEEDER 33kv Dhamaniya jogi substaion @AND FEEDER ID 48520 NSS-Damaniya Jogi Substation-Agrawal Power | Na | Na |  | NSS-Damaniya Jogi Substation-Agrawal Power | 2705142 | 10 | RDCZ-Part-B-B6 | RDCZ-Part-B-B6 | 1.00 |  |  | 12119.32 | Labor | 15551269.44 | 19878028.76 | M-0201014 | RDCZ-Part-B-B6LaborM-0201014 | 11 KV VCB, Outdoor Porcelain clad type with complete structure and accessories excluding CT &amp; pannel | Ea | EA | 4 | 12119.32 | 12119.32
5028055 | 116561 | 4459 | 3 | 895 | 1100322 | Agrawal Power Pvt.Ltd. |  | 20-279-110600-26-00001 | 6 | 2026-04-02 17:06 | 48520 | Turnkey- C Rajgarh | O&M Dn Jeerapur | RDSS | Revamped Distribution Sector Scheme | 2024-08-05 | 2024-06-11 19:41 | 2026-08-31 |  | 19338231.19 | 25336177.36 | Approved | PROJECT FOR THE FEEDER 33kv Dhamaniya jogi substaion @AND FEEDER ID 48520 | PROJECT FOR THE FEEDER 33kv Dhamaniya jogi substaion @AND FEEDER ID 48520 NSS-Damaniya Jogi Substation-Agrawal Power | Na | Na |  | NSS-Damaniya Jogi Substation-Agrawal Power | 2705142 | 10 | RDCZ-Part-B-B6 | RDCZ-Part-B-B6 | 1.00 |  |  | 4961.22 | Supply | 15551269.44 | 19878028.76 | M-02010143 | RDCZ-Part-B-B6SupplyM-02010143 | Marshelling box with 10 no. connectors | No | NO | 11 | 16129.96 | 24887.59
5028055 | 116561 | 4459 | 3 | 895 | 1100323 | Agrawal Power Pvt.Ltd. |  | 20-279-110600-26-00001 | 6 | 2026-04-02 17:06 | 48520 | Turnkey- C Rajgarh | O&M Dn Jeerapur | RDSS | Revamped Distribution Sector Scheme | 2024-08-05 | 2024-06-11 19:41 | 2026-08-31 |  | 19338231.19 | 25336177.36 | Approved | PROJECT FOR THE FEEDER 33kv Dhamaniya jogi substaion @AND FEEDER ID 48520 | PROJECT FOR THE FEEDER 33kv Dhamaniya jogi substaion @AND FEEDER ID 48520 NSS-Damaniya Jogi Substation-Agrawal Power | Na | Na |  | NSS-Damaniya Jogi Substation-Agrawal Power | 2705142 | 10 | RDCZ-Part-B-B6 | RDCZ-Part-B-B6 | 1.00 |  |  | 4961.22 | Labor | 15551269.44 | 19878028.76 | M-02010143 | RDCZ-Part-B-B6LaborM-02010143 | Marshelling box with 10 no. connectors | No | NO | 11 | 4961.22 | 4961.22
5028055 | 116561 | 4459 | 3 | 895 | 1100324 | Agrawal Power Pvt.Ltd. |  | 20-279-110600-26-00001 | 6 | 2026-04-02 17:06 | 48520 | Turnkey- C Rajgarh | O&M Dn Jeerapur | RDSS | Revamped Distribution Sector Scheme | 2024-08-05 | 2024-06-11 19:41 | 2026-08-31 |  | 19338231.19 | 25336177.36 | Approved | PROJECT FOR THE FEEDER 33kv Dhamaniya jogi substaion @AND FEEDER ID 48520 | PROJECT FOR THE FEEDER 33kv Dhamaniya jogi substaion @AND FEEDER ID 48520 NSS-Damaniya Jogi Substation-Agrawal Power | Na | Na |  | NSS-Damaniya Jogi Substation-Agrawal Power | 2705142 | 10 | RDCZ-Part-B-B6 | RDCZ-Part-B-B6 | 1.00 |  |  | 6474 | Supply | 15551269.44 | 19878028.76 | M-0201024 | RDCZ-Part-B-B6SupplyM-0201024 | FRTU With Panels,rack with ether. port interf. equip,req convert. &amp; other items | Set | SET | 1 | 201309.03 | 245183.98
5028055 | 116561 | 4459 | 3 | 895 | 1100325 | Agrawal Power Pvt.Ltd. |  | 20-279-110600-26-00001 | 6 | 2026-04-02 17:06 | 48520 | Turnkey- C Rajgarh | O&M Dn Jeerapur | RDSS | Revamped Distribution Sector Scheme | 2024-08-05 | 2024-06-11 19:41 | 2026-08-31 |  | 19338231.19 | 25336177.36 | Approved | PROJECT FOR THE FEEDER 33kv Dhamaniya jogi substaion @AND FEEDER ID 48520 | PROJECT FOR THE FEEDER 33kv Dhamaniya jogi substaion @AND FEEDER ID 48520 NSS-Damaniya Jogi Substation-Agrawal Power | Na | Na |  | NSS-Damaniya Jogi Substation-Agrawal Power | 2705142 | 10 | RDCZ-Part-B-B6 | RDCZ-Part-B-B6 | 1.00 |  |  | 6474 | Labor | 15551269.44 | 19878028.76 | M-0201024 | RDCZ-Part-B-B6LaborM-0201024 | FRTU With Panels,rack with ether. port interf. equip,req convert. &amp; other items | Set | SET | 1 | 6474 | 6474
5028055 | 116561 | 4459 | 3 | 895 | 1100326 | Agrawal Power Pvt.Ltd. |  | 20-279-110600-26-00001 | 6 | 2026-04-02 17:06 | 48520 | Turnkey- C Rajgarh | O&M Dn Jeerapur | RDSS | Revamped Distribution Sector Scheme | 2024-08-05 | 2024-06-11 19:41 | 2026-08-31 |  | 19338231.19 | 25336177.36 | Approved | PROJECT FOR THE FEEDER 33kv Dhamaniya jogi substaion @AND FEEDER ID 48520 | PROJECT FOR THE FEEDER 33kv Dhamaniya jogi substaion @AND FEEDER ID 48520 NSS-Damaniya Jogi Substation-Agrawal Power | Na | Na |  | NSS-Damaniya Jogi Substation-Agrawal Power | 2705142 | 10 | RDCZ-Part-B-B6 | RDCZ-Part-B-B6 | 1.00 |  |  | 2342.51 | Supply | 15551269.44 | 19878028.76 | M-0201027 | RDCZ-Part-B-B6SupplyM-0201027 | 33 KV control &amp; relay panel with static relay for Transformer protection | Ea | EA | 1 | 34646.69 | 43647.26
5028055 | 116561 | 4459 | 3 | 895 | 1100327 | Agrawal Power Pvt.Ltd. |  | 20-279-110600-26-00001 | 6 | 2026-04-02 17:06 | 48520 | Turnkey- C Rajgarh | O&M Dn Jeerapur | RDSS | Revamped Distribution Sector Scheme | 2024-08-05 | 2024-06-11 19:41 | 2026-08-31 |  | 19338231.19 | 25336177.36 | Approved | PROJECT FOR THE FEEDER 33kv Dhamaniya jogi substaion @AND FEEDER ID 48520 | PROJECT FOR THE FEEDER 33kv Dhamaniya jogi substaion @AND FEEDER ID 48520 NSS-Damaniya Jogi Substation-Agrawal Power | Na | Na |  | NSS-Damaniya Jogi Substation-Agrawal Power | 2705142 | 10 | RDCZ-Part-B-B6 | RDCZ-Part-B-B6 | 1.00 |  |  | 2342.51 | Labor | 15551269.44 | 19878028.76 | M-0201027 | RDCZ-Part-B-B6LaborM-0201027 | 33 KV control &amp; relay panel with static relay for Transformer protection | Ea | EA | 1 | 2342.51 | 2342.51
5028055 | 116561 | 4459 | 3 | 895 | 1100328 | Agrawal Power Pvt.Ltd. |  | 20-279-110600-26-00001 | 6 | 2026-04-02 17:06 | 48520 | Turnkey- C Rajgarh | O&M Dn Jeerapur | RDSS | Revamped Distribution Sector Scheme | 2024-08-05 | 2024-06-11 19:41 | 2026-08-31 |  | 19338231.19 | 25336177.36 | Approved | PROJECT FOR THE FEEDER 33kv Dhamaniya jogi substaion @AND FEEDER ID 48520 | PROJECT FOR THE FEEDER 33kv Dhamaniya jogi substaion @AND FEEDER ID 48520 NSS-Damaniya Jogi Substation-Agrawal Power | Na | Na |  | NSS-Damaniya Jogi Substation-Agrawal Power | 2705142 | 10 | RDCZ-Part-B-B6 | RDCZ-Part-B-B6 | 1.00 |  |  | 4685.02 | Supply | 15551269.44 | 19878028.76 | M-0201028 | RDCZ-Part-B-B6SupplyM-0201028 | 33 KV control &amp; relay panel with numerical static relay for Feeder protection | Ea | EA | 2 | 55441.18 | 70948.92
5028055 | 116561 | 4459 | 3 | 895 | 1100329 | Agrawal Power Pvt.Ltd. |  | 20-279-110600-26-00001 | 6 | 2026-04-02 17:06 | 48520 | Turnkey- C Rajgarh | O&M Dn Jeerapur | RDSS | Revamped Distribution Sector Scheme | 2024-08-05 | 2024-06-11 19:41 | 2026-08-31 |  | 19338231.19 | 25336177.36 | Approved | PROJECT FOR THE FEEDER 33kv Dhamaniya jogi substaion @AND FEEDER ID 48520 | PROJECT FOR THE FEEDER 33kv Dhamaniya jogi substaion @AND FEEDER ID 48520 NSS-Damaniya Jogi Substation-Agrawal Power | Na | Na |  | NSS-Damaniya Jogi Substation-Agrawal Power | 2705142 | 10 | RDCZ-Part-B-B6 | RDCZ-Part-B-B6 | 1.00 |  |  | 4685.02 | Labor | 15551269.44 | 19878028.76 | M-0201028 | RDCZ-Part-B-B6LaborM-0201028 | 33 KV control &amp; relay panel with numerical static relay for Feeder protection | Ea | EA | 2 | 4685.02 | 4685.02
5028055 | 116561 | 4459 | 3 | 895 | 1100330 | Agrawal Power Pvt.Ltd. |  | 20-279-110600-26-00001 | 6 | 2026-04-02 17:06 | 48520 | Turnkey- C Rajgarh | O&M Dn Jeerapur | RDSS | Revamped Distribution Sector Scheme | 2024-08-05 | 2024-06-11 19:41 | 2026-08-31 |  | 19338231.19 | 25336177.36 | Approved | PROJECT FOR THE FEEDER 33kv Dhamaniya jogi substaion @AND FEEDER ID 48520 | PROJECT FOR THE FEEDER 33kv Dhamaniya jogi substaion @AND FEEDER ID 48520 NSS-Damaniya Jogi Substation-Agrawal Power | Na | Na |  | NSS-Damaniya Jogi Substation-Agrawal Power | 2705142 | 10 | RDCZ-Part-B-B6 | RDCZ-Part-B-B6 | 1.00 |  |  | 2342.51 | Supply | 15551269.44 | 19878028.76 | M-0201045 | RDCZ-Part-B-B6SupplyM-0201045 | 11 KV control &amp; relay panel with static relay for Transformer protection | Ea | EA | 1 | 28539.55 | 36440.83
5028055 | 116561 | 4459 | 3 | 895 | 1100331 | Agrawal Power Pvt.Ltd. |  | 20-279-110600-26-00001 | 6 | 2026-04-02 17:06 | 48520 | Turnkey- C Rajgarh | O&M Dn Jeerapur | RDSS | Revamped Distribution Sector Scheme | 2024-08-05 | 2024-06-11 19:41 | 2026-08-31 |  | 19338231.19 | 25336177.36 | Approved | PROJECT FOR THE FEEDER 33kv Dhamaniya jogi substaion @AND FEEDER ID 48520 | PROJECT FOR THE FEEDER 33kv Dhamaniya jogi substaion @AND FEEDER ID 48520 NSS-Damaniya Jogi Substation-Agrawal Power | Na | Na |  | NSS-Damaniya Jogi Substation-Agrawal Power | 2705142 | 10 | RDCZ-Part-B-B6 | RDCZ-Part-B-B6 | 1.00 |  |  | 2342.51 | Labor | 15551269.44 | 19878028.76 | M-0201045 | RDCZ-Part-B-B6LaborM-0201045 | 11 KV control &amp; relay panel with static relay for Transformer protection | Ea | EA | 1 | 2342.51 | 2342.51
5028055 | 116561 | 4459 | 3 | 895 | 1100332 | Agrawal Power Pvt.Ltd. |  | 20-279-110600-26-00001 | 6 | 2026-04-02 17:06 | 48520 | Turnkey- C Rajgarh | O&M Dn Jeerapur | RDSS | Revamped Distribution Sector Scheme | 2024-08-05 | 2024-06-11 19:41 | 2026-08-31 |  | 19338231.19 | 25336177.36 | Approved | PROJECT FOR THE FEEDER 33kv Dhamaniya jogi substaion @AND FEEDER ID 48520 | PROJECT FOR THE FEEDER 33kv Dhamaniya jogi substaion @AND FEEDER ID 48520 NSS-Damaniya Jogi Substation-Agrawal Power | Na | Na |  | NSS-Damaniya Jogi Substation-Agrawal Power | 2705142 | 10 | RDCZ-Part-B-B6 | RDCZ-Part-B-B6 | 1.00 |  |  | 5423.06 | Supply | 15551269.44 | 19878028.76 | M-0201049 | RDCZ-Part-B-B6SupplyM-0201049 | 11 KV control &amp; relay panel with numerical static relay for double feeder protection | Ea | EA | 2 | 89585.06 | 112109.58
5028055 | 116561 | 4459 | 3 | 895 | 1100333 | Agrawal Power Pvt.Ltd. |  | 20-279-110600-26-00001 | 6 | 2026-04-02 17:06 | 48520 | Turnkey- C Rajgarh | O&M Dn Jeerapur | RDSS | Revamped Distribution Sector Scheme | 2024-08-05 | 2024-06-11 19:41 | 2026-08-31 |  | 19338231.19 | 25336177.36 | Approved | PROJECT FOR THE FEEDER 33kv Dhamaniya jogi substaion @AND FEEDER ID 48520 | PROJECT FOR THE FEEDER 33kv Dhamaniya jogi substaion @AND FEEDER ID 48520 NSS-Damaniya Jogi Substation-Agrawal Power | Na | Na |  | NSS-Damaniya Jogi Substation-Agrawal Power | 2705142 | 10 | RDCZ-Part-B-B6 | RDCZ-Part-B-B6 | 1.00 |  |  | 5423.06 | Labor | 15551269.44 | 19878028.76 | M-0201049 | RDCZ-Part-B-B6LaborM-0201049 | 11 KV control &amp; relay panel with numerical static relay for double feeder protection | Ea | EA | 2 | 5423.06 | 5423.06
5028055 | 116561 | 4459 | 3 | 895 | 1100334 | Agrawal Power Pvt.Ltd. |  | 20-279-110600-26-00001 | 6 | 2026-04-02 17:06 | 48520 | Turnkey- C Rajgarh | O&M Dn Jeerapur | RDSS | Revamped Distribution Sector Scheme | 2024-08-05 | 2024-06-11 19:41 | 2026-08-31 |  | 19338231.19 | 25336177.36 | Approved | PROJECT FOR THE FEEDER 33kv Dhamaniya jogi substaion @AND FEEDER ID 48520 | PROJECT FOR THE FEEDER 33kv Dhamaniya jogi substaion @AND FEEDER ID 48520 NSS-Damaniya Jogi Substation-Agrawal Power | Na | Na |  | NSS-Damaniya Jogi Substation-Agrawal Power | 2705142 | 10 | RDCZ-Part-B-B6 | RDCZ-Part-B-B6 | 1.00 |  |  | 53993.15 | Supply | 15551269.44 | 19878028.76 | M-0201076 | RDCZ-Part-B-B6SupplyM-0201076 | 11 KV, ISOLATOR 800 AMP.(Turn and twist type) | Ea | EA | 5 | 106729.3 | 189652.49
5028055 | 116561 | 4459 | 3 | 895 | 1100335 | Agrawal Power Pvt.Ltd. |  | 20-279-110600-26-00001 | 6 | 2026-04-02 17:06 | 48520 | Turnkey- C Rajgarh | O&M Dn Jeerapur | RDSS | Revamped Distribution Sector Scheme | 2024-08-05 | 2024-06-11 19:41 | 2026-08-31 |  | 19338231.19 | 25336177.36 | Approved | PROJECT FOR THE FEEDER 33kv Dhamaniya jogi substaion @AND FEEDER ID 48520 | PROJECT FOR THE FEEDER 33kv Dhamaniya jogi substaion @AND FEEDER ID 48520 NSS-Damaniya Jogi Substation-Agrawal Power | Na | Na |  | NSS-Damaniya Jogi Substation-Agrawal Power | 2705142 | 10 | RDCZ-Part-B-B6 | RDCZ-Part-B-B6 | 1.00 |  |  | 53993.15 | Labor | 15551269.44 | 19878028.76 | M-0201076 | RDCZ-Part-B-B6LaborM-0201076 | 11 KV, ISOLATOR 800 AMP.(Turn and twist type) | Ea | EA | 5 | 53993.15 | 53993.15
5028055 | 116561 | 4459 | 3 | 895 | 1100336 | Agrawal Power Pvt.Ltd. |  | 20-279-110600-26-00001 | 6 | 2026-04-02 17:06 | 48520 | Turnkey- C Rajgarh | O&M Dn Jeerapur | RDSS | Revamped Distribution Sector Scheme | 2024-08-05 | 2024-06-11 19:41 | 2026-08-31 |  | 19338231.19 | 25336177.36 | Approved | PROJECT FOR THE FEEDER 33kv Dhamaniya jogi substaion @AND FEEDER ID 48520 | PROJECT FOR THE FEEDER 33kv Dhamaniya jogi substaion @AND FEEDER ID 48520 NSS-Damaniya Jogi Substation-Agrawal Power | Na | Na |  | NSS-Damaniya Jogi Substation-Agrawal Power | 2705142 | 10 | RDCZ-Part-B-B6 | RDCZ-Part-B-B6 | 1.00 |  |  | 48555 | Supply | 15551269.44 | 19878028.76 | M-0201077 | RDCZ-Part-B-B6SupplyM-0201077 | 33 KV, ISOLATOR 600 AMP.(Turn and twist type) | Ea | EA | 4 | 108750.24 | 185620.18
5028055 | 116561 | 4459 | 3 | 895 | 1100337 | Agrawal Power Pvt.Ltd. |  | 20-279-110600-26-00001 | 6 | 2026-04-02 17:06 | 48520 | Turnkey- C Rajgarh | O&M Dn Jeerapur | RDSS | Revamped Distribution Sector Scheme | 2024-08-05 | 2024-06-11 19:41 | 2026-08-31 |  | 19338231.19 | 25336177.36 | Approved | PROJECT FOR THE FEEDER 33kv Dhamaniya jogi substaion @AND FEEDER ID 48520 | PROJECT FOR THE FEEDER 33kv Dhamaniya jogi substaion @AND FEEDER ID 48520 NSS-Damaniya Jogi Substation-Agrawal Power | Na | Na |  | NSS-Damaniya Jogi Substation-Agrawal Power | 2705142 | 10 | RDCZ-Part-B-B6 | RDCZ-Part-B-B6 | 1.00 |  |  | 48555 | Labor | 15551269.44 | 19878028.76 | M-0201077 | RDCZ-Part-B-B6LaborM-0201077 | 33 KV, ISOLATOR 600 AMP.(Turn and twist type) | Ea | EA | 4 | 48555 | 48555
5028055 | 116561 | 4459 | 3 | 895 | 1100338 | Agrawal Power Pvt.Ltd. |  | 20-279-110600-26-00001 | 6 | 2026-04-02 17:06 | 48520 | Turnkey- C Rajgarh | O&M Dn Jeerapur | RDSS | Revamped Distribution Sector Scheme | 2024-08-05 | 2024-06-11 19:41 | 2026-08-31 |  | 19338231.19 | 25336177.36 | Approved | PROJECT FOR THE FEEDER 33kv Dhamaniya jogi substaion @AND FEEDER ID 48520 | PROJECT FOR THE FEEDER 33kv Dhamaniya jogi substaion @AND FEEDER ID 48520 NSS-Damaniya Jogi Substation-Agrawal Power | Na | Na |  | NSS-Damaniya Jogi Substation-Agrawal Power | 2705142 | 10 | RDCZ-Part-B-B6 | RDCZ-Part-B-B6 | 1.00 |  |  | 6117.93 | Supply | 15551269.44 | 19878028.76 | M-0201097 | RDCZ-Part-B-B6SupplyM-0201097 | 33 KV Polymer Lightening arrestor Gapless type | Ea | EA | 9 | 21218.58 | 32257.08
5028055 | 116561 | 4459 | 3 | 895 | 1100339 | Agrawal Power Pvt.Ltd. |  | 20-279-110600-26-00001 | 6 | 2026-04-02 17:06 | 48520 | Turnkey- C Rajgarh | O&M Dn Jeerapur | RDSS | Revamped Distribution Sector Scheme | 2024-08-05 | 2024-06-11 19:41 | 2026-08-31 |  | 19338231.19 | 25336177.36 | Approved | PROJECT FOR THE FEEDER 33kv Dhamaniya jogi substaion @AND FEEDER ID 48520 | PROJECT FOR THE FEEDER 33kv Dhamaniya jogi substaion @AND FEEDER ID 48520 NSS-Damaniya Jogi Substation-Agrawal Power | Na | Na |  | NSS-Damaniya Jogi Substation-Agrawal Power | 2705142 | 10 | RDCZ-Part-B-B6 | RDCZ-Part-B-B6 | 1.00 |  |  | 6117.93 | Labor | 15551269.44 | 19878028.76 | M-0201097 | RDCZ-Part-B-B6LaborM-0201097 | 33 KV Polymer Lightening arrestor Gapless type | Ea | EA | 9 | 6117.93 | 6117.93
5028055 | 116561 | 4459 | 3 | 895 | 1100340 | Agrawal Power Pvt.Ltd. |  | 20-279-110600-26-00001 | 6 | 2026-04-02 17:06 | 48520 | Turnkey- C Rajgarh | O&M Dn Jeerapur | RDSS | Revamped Distribution Sector Scheme | 2024-08-05 | 2024-06-11 19:41 | 2026-08-31 |  | 19338231.19 | 25336177.36 | Approved | PROJECT FOR THE FEEDER 33kv Dhamaniya jogi substaion @AND FEEDER ID 48520 | PROJECT FOR THE FEEDER 33kv Dhamaniya jogi substaion @AND FEEDER ID 48520 NSS-Damaniya Jogi Substation-Agrawal Power | Na | Na |  | NSS-Damaniya Jogi Substation-Agrawal Power | 2705142 | 10 | RDCZ-Part-B-B6 | RDCZ-Part-B-B6 | 1.00 |  |  | 3269.4 | Supply | 15551269.44 | 19878028.76 | M-0201104 | RDCZ-Part-B-B6SupplyM-0201104 | 9 KV Gapless type(5 KA) polymer lightening arrestor | Ea | EA | 15 | 15974.55 | 22707.86
5028055 | 116561 | 4459 | 3 | 895 | 1100341 | Agrawal Power Pvt.Ltd. |  | 20-279-110600-26-00001 | 6 | 2026-04-02 17:06 | 48520 | Turnkey- C Rajgarh | O&M Dn Jeerapur | RDSS | Revamped Distribution Sector Scheme | 2024-08-05 | 2024-06-11 19:41 | 2026-08-31 |  | 19338231.19 | 25336177.36 | Approved | PROJECT FOR THE FEEDER 33kv Dhamaniya jogi substaion @AND FEEDER ID 48520 | PROJECT FOR THE FEEDER 33kv Dhamaniya jogi substaion @AND FEEDER ID 48520 NSS-Damaniya Jogi Substation-Agrawal Power | Na | Na |  | NSS-Damaniya Jogi Substation-Agrawal Power | 2705142 | 10 | RDCZ-Part-B-B6 | RDCZ-Part-B-B6 | 1.00 |  |  | 3269.4 | Labor | 15551269.44 | 19878028.76 | M-0201104 | RDCZ-Part-B-B6LaborM-0201104 | 9 KV Gapless type(5 KA) polymer lightening arrestor | Ea | EA | 15 | 3269.4 | 3269.4
5028055 | 116561 | 4459 | 3 | 895 | 1100342 | Agrawal Power Pvt.Ltd. |  | 20-279-110600-26-00001 | 6 | 2026-04-02 17:06 | 48520 | Turnkey- C Rajgarh | O&M Dn Jeerapur | RDSS | Revamped Distribution Sector Scheme | 2024-08-05 | 2024-06-11 19:41 | 2026-08-31 |  | 19338231.19 | 25336177.36 | Approved | PROJECT FOR THE FEEDER 33kv Dhamaniya jogi substaion @AND FEEDER ID 48520 | PROJECT FOR THE FEEDER 33kv Dhamaniya jogi substaion @AND FEEDER ID 48520 NSS-Damaniya Jogi Substation-Agrawal Power | Na | Na |  | NSS-Damaniya Jogi Substation-Agrawal Power | 2705142 | 10 | RDCZ-Part-B-B6 | RDCZ-Part-B-B6 | 1.00 |  |  | 2031.76 | Supply | 15551269.44 | 19878028.76 | M-0201129 | RDCZ-Part-B-B6SupplyM-0201129 | L.T. Distribution box with Isolator on Incoming with HRC fuse for 100 KVA DTR (300 Amp. Isolator &amp; 6 no. J type Al Hook) | No | NO | 1 | 17692.36 | 23274.46
5028055 | 116561 | 4459 | 3 | 895 | 1100343 | Agrawal Power Pvt.Ltd. |  | 20-279-110600-26-00001 | 6 | 2026-04-02 17:06 | 48520 | Turnkey- C Rajgarh | O&M Dn Jeerapur | RDSS | Revamped Distribution Sector Scheme | 2024-08-05 | 2024-06-11 19:41 | 2026-08-31 |  | 19338231.19 | 25336177.36 | Approved | PROJECT FOR THE FEEDER 33kv Dhamaniya jogi substaion @AND FEEDER ID 48520 | PROJECT FOR THE FEEDER 33kv Dhamaniya jogi substaion @AND FEEDER ID 48520 NSS-Damaniya Jogi Substation-Agrawal Power | Na | Na |  | NSS-Damaniya Jogi Substation-Agrawal Power | 2705142 | 10 | RDCZ-Part-B-B6 | RDCZ-Part-B-B6 | 1.00 |  |  | 2031.76 | Labor | 15551269.44 | 19878028.76 | M-0201129 | RDCZ-Part-B-B6LaborM-0201129 | L.T. Distribution box with Isolator on Incoming with HRC fuse for 100 KVA DTR (300 Amp. Isolator &amp; 6 no. J type Al Hook) | No | NO | 1 | 2031.76 | 2031.76
5028055 | 116561 | 4459 | 3 | 895 | 1100344 | Agrawal Power Pvt.Ltd. |  | 20-279-110600-26-00001 | 6 | 2026-04-02 17:06 | 48520 | Turnkey- C Rajgarh | O&M Dn Jeerapur | RDSS | Revamped Distribution Sector Scheme | 2024-08-05 | 2024-06-11 19:41 | 2026-08-31 |  | 19338231.19 | 25336177.36 | Approved | PROJECT FOR THE FEEDER 33kv Dhamaniya jogi substaion @AND FEEDER ID 48520 | PROJECT FOR THE FEEDER 33kv Dhamaniya jogi substaion @AND FEEDER ID 48520 NSS-Damaniya Jogi Substation-Agrawal Power | Na | Na |  | NSS-Damaniya Jogi Substation-Agrawal Power | 2705142 | 10 | RDCZ-Part-B-B6 | RDCZ-Part-B-B6 | 1.00 |  |  | 1061.73 | Supply | 15551269.44 | 19878028.76 | M-0201142 | RDCZ-Part-B-B6SupplyM-0201142 | 11 KV D.O. Fuse Unit Polymer type | No | NO | 3 | 2418.03 | 4106.12
5028055 | 116561 | 4459 | 3 | 895 | 1100345 | Agrawal Power Pvt.Ltd. |  | 20-279-110600-26-00001 | 6 | 2026-04-02 17:06 | 48520 | Turnkey- C Rajgarh | O&M Dn Jeerapur | RDSS | Revamped Distribution Sector Scheme | 2024-08-05 | 2024-06-11 19:41 | 2026-08-31 |  | 19338231.19 | 25336177.36 | Approved | PROJECT FOR THE FEEDER 33kv Dhamaniya jogi substaion @AND FEEDER ID 48520 | PROJECT FOR THE FEEDER 33kv Dhamaniya jogi substaion @AND FEEDER ID 48520 NSS-Damaniya Jogi Substation-Agrawal Power | Na | Na |  | NSS-Damaniya Jogi Substation-Agrawal Power | 2705142 | 10 | RDCZ-Part-B-B6 | RDCZ-Part-B-B6 | 1.00 |  |  | 1061.73 | Labor | 15551269.44 | 19878028.76 | M-0201142 | RDCZ-Part-B-B6LaborM-0201142 | 11 KV D.O. Fuse Unit Polymer type | No | NO | 3 | 1061.73 | 1061.73
5028055 | 116561 | 4459 | 3 | 895 | 1100346 | Agrawal Power Pvt.Ltd. |  | 20-279-110600-26-00001 | 6 | 2026-04-02 17:06 | 48520 | Turnkey- C Rajgarh | O&M Dn Jeerapur | RDSS | Revamped Distribution Sector Scheme | 2024-08-05 | 2024-06-11 19:41 | 2026-08-31 |  | 19338231.19 | 25336177.36 | Approved | PROJECT FOR THE FEEDER 33kv Dhamaniya jogi substaion @AND FEEDER ID 48520 | PROJECT FOR THE FEEDER 33kv Dhamaniya jogi substaion @AND FEEDER ID 48520 NSS-Damaniya Jogi Substation-Agrawal Power | Na | Na |  | NSS-Damaniya Jogi Substation-Agrawal Power | 2705142 | 10 | RDCZ-Part-B-B6 | RDCZ-Part-B-B6 | 1.00 |  |  | 164887.39 | Supply | 15551269.44 | 19878028.76 | M-0202008 | RDCZ-Part-B-B6SupplyM-0202008 | 1500 KVAR auto switch, 11 KV Capacitor Bank Complete with individual fuses , interconnection , mounting racks, external fuses, maounting arrangement, bas insulator and accessories | No | NUMBER | 1 | 1129462.67 | 1527333.07
5028055 | 116561 | 4459 | 3 | 895 | 1100347 | Agrawal Power Pvt.Ltd. |  | 20-279-110600-26-00001 | 6 | 2026-04-02 17:06 | 48520 | Turnkey- C Rajgarh | O&M Dn Jeerapur | RDSS | Revamped Distribution Sector Scheme | 2024-08-05 | 2024-06-11 19:41 | 2026-08-31 |  | 19338231.19 | 25336177.36 | Approved | PROJECT FOR THE FEEDER 33kv Dhamaniya jogi substaion @AND FEEDER ID 48520 | PROJECT FOR THE FEEDER 33kv Dhamaniya jogi substaion @AND FEEDER ID 48520 NSS-Damaniya Jogi Substation-Agrawal Power | Na | Na |  | NSS-Damaniya Jogi Substation-Agrawal Power | 2705142 | 10 | RDCZ-Part-B-B6 | RDCZ-Part-B-B6 | 1.00 |  |  | 164887.39 | Labor | 15551269.44 | 19878028.76 | M-0202008 | RDCZ-Part-B-B6LaborM-0202008 | 1500 KVAR auto switch, 11 KV Capacitor Bank Complete with individual fuses , interconnection , mounting racks, external fuses, maounting arrangement, bas insulator and accessories | No | NUMBER | 1 | 164887.39 | 164887.39
5028055 | 116561 | 4459 | 3 | 895 | 1100348 | Agrawal Power Pvt.Ltd. |  | 20-279-110600-26-00001 | 6 | 2026-04-02 17:06 | 48520 | Turnkey- C Rajgarh | O&M Dn Jeerapur | RDSS | Revamped Distribution Sector Scheme | 2024-08-05 | 2024-06-11 19:41 | 2026-08-31 |  | 19338231.19 | 25336177.36 | Approved | PROJECT FOR THE FEEDER 33kv Dhamaniya jogi substaion @AND FEEDER ID 48520 | PROJECT FOR THE FEEDER 33kv Dhamaniya jogi substaion @AND FEEDER ID 48520 NSS-Damaniya Jogi Substation-Agrawal Power | Na | Na |  | NSS-Damaniya Jogi Substation-Agrawal Power | 2705142 | 10 | RDCZ-Part-B-B6 | RDCZ-Part-B-B6 | 1.00 |  |  | 8820.83 | Supply | 15551269.44 | 19878028.76 | M-0203004 | RDCZ-Part-B-B6SupplyM-0203004 | 30 V 200 Amp Hour Battery Set in Transparent SAN Container | No | NO | 1 | 88203.93 | 114489.22
5028055 | 116561 | 4459 | 3 | 895 | 1100349 | Agrawal Power Pvt.Ltd. |  | 20-279-110600-26-00001 | 6 | 2026-04-02 17:06 | 48520 | Turnkey- C Rajgarh | O&M Dn Jeerapur | RDSS | Revamped Distribution Sector Scheme | 2024-08-05 | 2024-06-11 19:41 | 2026-08-31 |  | 19338231.19 | 25336177.36 | Approved | PROJECT FOR THE FEEDER 33kv Dhamaniya jogi substaion @AND FEEDER ID 48520 | PROJECT FOR THE FEEDER 33kv Dhamaniya jogi substaion @AND FEEDER ID 48520 NSS-Damaniya Jogi Substation-Agrawal Power | Na | Na |  | NSS-Damaniya Jogi Substation-Agrawal Power | 2705142 | 10 | RDCZ-Part-B-B6 | RDCZ-Part-B-B6 | 1.00 |  |  | 8820.83 | Labor | 15551269.44 | 19878028.76 | M-0203004 | RDCZ-Part-B-B6LaborM-0203004 | 30 V 200 Amp Hour Battery Set in Transparent SAN Container | No | NO | 1 | 8820.83 | 8820.83
5028055 | 116561 | 4459 | 3 | 895 | 1100350 | Agrawal Power Pvt.Ltd. |  | 20-279-110600-26-00001 | 6 | 2026-04-02 17:06 | 48520 | Turnkey- C Rajgarh | O&M Dn Jeerapur | RDSS | Revamped Distribution Sector Scheme | 2024-08-05 | 2024-06-11 19:41 | 2026-08-31 |  | 19338231.19 | 25336177.36 | Approved | PROJECT FOR THE FEEDER 33kv Dhamaniya jogi substaion @AND FEEDER ID 48520 | PROJECT FOR THE FEEDER 33kv Dhamaniya jogi substaion @AND FEEDER ID 48520 NSS-Damaniya Jogi Substation-Agrawal Power | Na | Na |  | NSS-Damaniya Jogi Substation-Agrawal Power | 2705142 | 10 | RDCZ-Part-B-B6 | RDCZ-Part-B-B6 | 1.00 |  |  | 1568.87 | Supply | 15551269.44 | 19878028.76 | M-0203007 | RDCZ-Part-B-B6SupplyM-0203007 | 30 V -10Amp Battery Charger solid state type | No | NO | 1 | 12439.79 | 16530.22
5028055 | 116561 | 4459 | 3 | 895 | 1100351 | Agrawal Power Pvt.Ltd. |  | 20-279-110600-26-00001 | 6 | 2026-04-02 17:06 | 48520 | Turnkey- C Rajgarh | O&M Dn Jeerapur | RDSS | Revamped Distribution Sector Scheme | 2024-08-05 | 2024-06-11 19:41 | 2026-08-31 |  | 19338231.19 | 25336177.36 | Approved | PROJECT FOR THE FEEDER 33kv Dhamaniya jogi substaion @AND FEEDER ID 48520 | PROJECT FOR THE FEEDER 33kv Dhamaniya jogi substaion @AND FEEDER ID 48520 NSS-Damaniya Jogi Substation-Agrawal Power | Na | Na |  | NSS-Damaniya Jogi Substation-Agrawal Power | 2705142 | 10 | RDCZ-Part-B-B6 | RDCZ-Part-B-B6 | 1.00 |  |  | 1568.87 | Labor | 15551269.44 | 19878028.76 | M-0203007 | RDCZ-Part-B-B6LaborM-0203007 | 30 V -10Amp Battery Charger solid state type | No | NO | 1 | 1568.87 | 1568.87
5028055 | 116561 | 4459 | 3 | 895 | 1100352 | Agrawal Power Pvt.Ltd. |  | 20-279-110600-26-00001 | 6 | 2026-04-02 17:06 | 48520 | Turnkey- C Rajgarh | O&M Dn Jeerapur | RDSS | Revamped Distribution Sector Scheme | 2024-08-05 | 2024-06-11 19:41 | 2026-08-31 |  | 19338231.19 | 25336177.36 | Approved | PROJECT FOR THE FEEDER 33kv Dhamaniya jogi substaion @AND FEEDER ID 48520 | PROJECT FOR THE FEEDER 33kv Dhamaniya jogi substaion @AND FEEDER ID 48520 NSS-Damaniya Jogi Substation-Agrawal Power | Na | Na |  | NSS-Damaniya Jogi Substation-Agrawal Power | 2705142 | 10 | RDCZ-Part-B-B6 | RDCZ-Part-B-B6 | 1.00 |  |  | 1346.67 | Supply | 15551269.44 | 19878028.76 | M-0204111 | RDCZ-Part-B-B6SupplyM-0204111 | Contact multiplying relay (30 V DC, 2 NO, 1 NC) | No | NO | 39 | 15822.3 | 20259.38
5028055 | 116561 | 4459 | 3 | 895 | 1100353 | Agrawal Power Pvt.Ltd. |  | 20-279-110600-26-00001 | 6 | 2026-04-02 17:06 | 48520 | Turnkey- C Rajgarh | O&M Dn Jeerapur | RDSS | Revamped Distribution Sector Scheme | 2024-08-05 | 2024-06-11 19:41 | 2026-08-31 |  | 19338231.19 | 25336177.36 | Approved | PROJECT FOR THE FEEDER 33kv Dhamaniya jogi substaion @AND FEEDER ID 48520 | PROJECT FOR THE FEEDER 33kv Dhamaniya jogi substaion @AND FEEDER ID 48520 NSS-Damaniya Jogi Substation-Agrawal Power | Na | Na |  | NSS-Damaniya Jogi Substation-Agrawal Power | 2705142 | 10 | RDCZ-Part-B-B6 | RDCZ-Part-B-B6 | 1.00 |  |  | 1346.67 | Labor | 15551269.44 | 19878028.76 | M-0204111 | RDCZ-Part-B-B6LaborM-0204111 | Contact multiplying relay (30 V DC, 2 NO, 1 NC) | No | NO | 39 | 1346.67 | 1346.67
5028055 | 116561 | 4459 | 3 | 895 | 1100354 | Agrawal Power Pvt.Ltd. |  | 20-279-110600-26-00001 | 6 | 2026-04-02 17:06 | 48520 | Turnkey- C Rajgarh | O&M Dn Jeerapur | RDSS | Revamped Distribution Sector Scheme | 2024-08-05 | 2024-06-11 19:41 | 2026-08-31 |  | 19338231.19 | 25336177.36 | Approved | PROJECT FOR THE FEEDER 33kv Dhamaniya jogi substaion @AND FEEDER ID 48520 | PROJECT FOR THE FEEDER 33kv Dhamaniya jogi substaion @AND FEEDER ID 48520 NSS-Damaniya Jogi Substation-Agrawal Power | Na | Na |  | NSS-Damaniya Jogi Substation-Agrawal Power | 2705142 | 10 | RDCZ-Part-B-B6 | RDCZ-Part-B-B6 | 1.00 |  |  | 9063.6 | Supply | 15551269.44 | 19878028.76 | M-0205029 | RDCZ-Part-B-B6SupplyM-0205029 | LED Lamp with 90 Watt (Complete) for Streetlight luminaire with pressure die cast aluminium housing body output Rated life Burning Hrs 50000 Hr CCT>5500K, IP66 OIR of IS10322/IEC60598, LM79&LM80 LED Efficiency>130 Lm/w,nominal CRI >75, 2 Yr warranty | Ea | EA | 5 | 90636 | 117645.53
5028055 | 116561 | 4459 | 3 | 895 | 1100355 | Agrawal Power Pvt.Ltd. |  | 20-279-110600-26-00001 | 6 | 2026-04-02 17:06 | 48520 | Turnkey- C Rajgarh | O&M Dn Jeerapur | RDSS | Revamped Distribution Sector Scheme | 2024-08-05 | 2024-06-11 19:41 | 2026-08-31 |  | 19338231.19 | 25336177.36 | Approved | PROJECT FOR THE FEEDER 33kv Dhamaniya jogi substaion @AND FEEDER ID 48520 | PROJECT FOR THE FEEDER 33kv Dhamaniya jogi substaion @AND FEEDER ID 48520 NSS-Damaniya Jogi Substation-Agrawal Power | Na | Na |  | NSS-Damaniya Jogi Substation-Agrawal Power | 2705142 | 10 | RDCZ-Part-B-B6 | RDCZ-Part-B-B6 | 1.00 |  |  | 9063.6 | Labor | 15551269.44 | 19878028.76 | M-0205029 | RDCZ-Part-B-B6LaborM-0205029 | LED Lamp with 90 Watt (Complete) for Streetlight luminaire with pressure die cast aluminium housing body output Rated life Burning Hrs 50000 Hr CCT>5500K, IP66 OIR of IS10322/IEC60598, LM79&LM80 LED Efficiency>130 Lm/w,nominal CRI >75, 2 Yr warranty | Ea | EA | 5 | 9063.6 | 9063.6
5028055 | 116561 | 4459 | 3 | 895 | 1100356 | Agrawal Power Pvt.Ltd. |  | 20-279-110600-26-00001 | 6 | 2026-04-02 17:06 | 48520 | Turnkey- C Rajgarh | O&M Dn Jeerapur | RDSS | Revamped Distribution Sector Scheme | 2024-08-05 | 2024-06-11 19:41 | 2026-08-31 |  | 19338231.19 | 25336177.36 | Approved | PROJECT FOR THE FEEDER 33kv Dhamaniya jogi substaion @AND FEEDER ID 48520 | PROJECT FOR THE FEEDER 33kv Dhamaniya jogi substaion @AND FEEDER ID 48520 NSS-Damaniya Jogi Substation-Agrawal Power | Na | Na |  | NSS-Damaniya Jogi Substation-Agrawal Power | 2705142 | 10 | RDCZ-Part-B-B6 | RDCZ-Part-B-B6 | 1.00 |  |  | 316.15 | Supply | 15551269.44 | 19878028.76 | M-0302028 | RDCZ-Part-B-B6SupplyM-0302028 | Three phase Static Energy meters 20-80 Amps.with L.S. &amp; TOD Facility with box | Ea | EA | 1 | 3231.61 | 4186.36
5028055 | 116561 | 4459 | 3 | 895 | 1100357 | Agrawal Power Pvt.Ltd. |  | 20-279-110600-26-00001 | 6 | 2026-04-02 17:06 | 48520 | Turnkey- C Rajgarh | O&M Dn Jeerapur | RDSS | Revamped Distribution Sector Scheme | 2024-08-05 | 2024-06-11 19:41 | 2026-08-31 |  | 19338231.19 | 25336177.36 | Approved | PROJECT FOR THE FEEDER 33kv Dhamaniya jogi substaion @AND FEEDER ID 48520 | PROJECT FOR THE FEEDER 33kv Dhamaniya jogi substaion @AND FEEDER ID 48520 NSS-Damaniya Jogi Substation-Agrawal Power | Na | Na |  | NSS-Damaniya Jogi Substation-Agrawal Power | 2705142 | 10 | RDCZ-Part-B-B6 | RDCZ-Part-B-B6 | 1.00 |  |  | 316.15 | Labor | 15551269.44 | 19878028.76 | M-0302028 | RDCZ-Part-B-B6LaborM-0302028 | Three phase Static Energy meters 20-80 Amps.with L.S. &amp; TOD Facility with box | Ea | EA | 1 | 316.15 | 316.15
5028055 | 116561 | 4459 | 3 | 895 | 1100358 | Agrawal Power Pvt.Ltd. |  | 20-279-110600-26-00001 | 6 | 2026-04-02 17:06 | 48520 | Turnkey- C Rajgarh | O&M Dn Jeerapur | RDSS | Revamped Distribution Sector Scheme | 2024-08-05 | 2024-06-11 19:41 | 2026-08-31 |  | 19338231.19 | 25336177.36 | Approved | PROJECT FOR THE FEEDER 33kv Dhamaniya jogi substaion @AND FEEDER ID 48520 | PROJECT FOR THE FEEDER 33kv Dhamaniya jogi substaion @AND FEEDER ID 48520 NSS-Damaniya Jogi Substation-Agrawal Power | Na | Na |  | NSS-Damaniya Jogi Substation-Agrawal Power | 2705142 | 10 | RDCZ-Part-B-B6 | RDCZ-Part-B-B6 | 1.00 |  |  | 4100.2 | Supply | 15551269.44 | 19878028.76 | M-0302072 | RDCZ-Part-B-B6SupplyM-0302072 | 3 phase 4 wire 3x63.5 volts lb=5 amps Imax = 10 amp, HT trivector meter class of accuracy 0.5s, DLMS Compliant category A Meters along with GSM (GPRS compatible ) modems (For substation metering) | No | NO | 5 | 45501.45 | 58529.95
5028055 | 116561 | 4459 | 3 | 895 | 1100359 | Agrawal Power Pvt.Ltd. |  | 20-279-110600-26-00001 | 6 | 2026-04-02 17:06 | 48520 | Turnkey- C Rajgarh | O&M Dn Jeerapur | RDSS | Revamped Distribution Sector Scheme | 2024-08-05 | 2024-06-11 19:41 | 2026-08-31 |  | 19338231.19 | 25336177.36 | Approved | PROJECT FOR THE FEEDER 33kv Dhamaniya jogi substaion @AND FEEDER ID 48520 | PROJECT FOR THE FEEDER 33kv Dhamaniya jogi substaion @AND FEEDER ID 48520 NSS-Damaniya Jogi Substation-Agrawal Power | Na | Na |  | NSS-Damaniya Jogi Substation-Agrawal Power | 2705142 | 10 | RDCZ-Part-B-B6 | RDCZ-Part-B-B6 | 1.00 |  |  | 4100.2 | Labor | 15551269.44 | 19878028.76 | M-0302072 | RDCZ-Part-B-B6LaborM-0302072 | 3 phase 4 wire 3x63.5 volts lb=5 amps Imax = 10 amp, HT trivector meter class of accuracy 0.5s, DLMS Compliant category A Meters along with GSM (GPRS compatible ) modems (For substation metering) | No | NO | 5 | 4100.2 | 4100.2
5028055 | 116561 | 4459 | 3 | 895 | 1100360 | Agrawal Power Pvt.Ltd. |  | 20-279-110600-26-00001 | 6 | 2026-04-02 17:06 | 48520 | Turnkey- C Rajgarh | O&M Dn Jeerapur | RDSS | Revamped Distribution Sector Scheme | 2024-08-05 | 2024-06-11 19:41 | 2026-08-31 |  | 19338231.19 | 25336177.36 | Approved | PROJECT FOR THE FEEDER 33kv Dhamaniya jogi substaion @AND FEEDER ID 48520 | PROJECT FOR THE FEEDER 33kv Dhamaniya jogi substaion @AND FEEDER ID 48520 NSS-Damaniya Jogi Substation-Agrawal Power | Na | Na |  | NSS-Damaniya Jogi Substation-Agrawal Power | 2705142 | 10 | RDCZ-Part-B-B6 | RDCZ-Part-B-B6 | 1.00 |  |  | 0 | Supply | 15551269.44 | 19878028.76 | M-0302091 | RDCZ-Part-B-B6SupplyM-0302091 | SHEET METAL METER BOX SUITABLE FOR H.T. STATIC TRAVECTOR METERS WITH TTB | No | NO | 5 | 36988.1 | 43645.96
5028055 | 116561 | 4459 | 3 | 895 | 1100361 | Agrawal Power Pvt.Ltd. |  | 20-279-110600-26-00001 | 6 | 2026-04-02 17:06 | 48520 | Turnkey- C Rajgarh | O&M Dn Jeerapur | RDSS | Revamped Distribution Sector Scheme | 2024-08-05 | 2024-06-11 19:41 | 2026-08-31 |  | 19338231.19 | 25336177.36 | Approved | PROJECT FOR THE FEEDER 33kv Dhamaniya jogi substaion @AND FEEDER ID 48520 | PROJECT FOR THE FEEDER 33kv Dhamaniya jogi substaion @AND FEEDER ID 48520 NSS-Damaniya Jogi Substation-Agrawal Power | Na | Na |  | NSS-Damaniya Jogi Substation-Agrawal Power | 2705142 | 10 | RDCZ-Part-B-B6 | RDCZ-Part-B-B6 | 1.00 |  |  | 0 | Labor | 15551269.44 | 19878028.76 | M-0302091 | RDCZ-Part-B-B6LaborM-0302091 | SHEET METAL METER BOX SUITABLE FOR H.T. STATIC TRAVECTOR METERS WITH TTB | No | NO | 5 | 0 | 0
5028055 | 116561 | 4459 | 3 | 895 | 1100362 | Agrawal Power Pvt.Ltd. |  | 20-279-110600-26-00001 | 6 | 2026-04-02 17:06 | 48520 | Turnkey- C Rajgarh | O&M Dn Jeerapur | RDSS | Revamped Distribution Sector Scheme | 2024-08-05 | 2024-06-11 19:41 | 2026-08-31 |  | 19338231.19 | 25336177.36 | Approved | PROJECT FOR THE FEEDER 33kv Dhamaniya jogi substaion @AND FEEDER ID 48520 | PROJECT FOR THE FEEDER 33kv Dhamaniya jogi substaion @AND FEEDER ID 48520 NSS-Damaniya Jogi Substation-Agrawal Power | Na | Na |  | NSS-Damaniya Jogi Substation-Agrawal Power | 2705142 | 10 | RDCZ-Part-B-B6 | RDCZ-Part-B-B6 | 1.00 |  |  | 0 | Supply | 15551269.44 | 19878028.76 | M-0401001 | RDCZ-Part-B-B6SupplyM-0401001 | ACSR Panther conductor 0.20 sq. inch (200 sq.mm Al.Eq.) | km | KILOMETER | 0.9 | 205725.59 | 242756.2
5028055 | 116561 | 4459 | 3 | 895 | 1100363 | Agrawal Power Pvt.Ltd. |  | 20-279-110600-26-00001 | 6 | 2026-04-02 17:06 | 48520 | Turnkey- C Rajgarh | O&M Dn Jeerapur | RDSS | Revamped Distribution Sector Scheme | 2024-08-05 | 2024-06-11 19:41 | 2026-08-31 |  | 19338231.19 | 25336177.36 | Approved | PROJECT FOR THE FEEDER 33kv Dhamaniya jogi substaion @AND FEEDER ID 48520 | PROJECT FOR THE FEEDER 33kv Dhamaniya jogi substaion @AND FEEDER ID 48520 NSS-Damaniya Jogi Substation-Agrawal Power | Na | Na |  | NSS-Damaniya Jogi Substation-Agrawal Power | 2705142 | 10 | RDCZ-Part-B-B6 | RDCZ-Part-B-B6 | 1.00 |  |  | 0 | Labor | 15551269.44 | 19878028.76 | M-0401001 | RDCZ-Part-B-B6LaborM-0401001 | ACSR Panther conductor 0.20 sq. inch (200 sq.mm Al.Eq.) | km | KILOMETER | 0.9 | 0 | 0
5028055 | 116561 | 4459 | 3 | 895 | 1100364 | Agrawal Power Pvt.Ltd. |  | 20-279-110600-26-00001 | 6 | 2026-04-02 17:06 | 48520 | Turnkey- C Rajgarh | O&M Dn Jeerapur | RDSS | Revamped Distribution Sector Scheme | 2024-08-05 | 2024-06-11 19:41 | 2026-08-31 |  | 19338231.19 | 25336177.36 | Approved | PROJECT FOR THE FEEDER 33kv Dhamaniya jogi substaion @AND FEEDER ID 48520 | PROJECT FOR THE FEEDER 33kv Dhamaniya jogi substaion @AND FEEDER ID 48520 NSS-Damaniya Jogi Substation-Agrawal Power | Na | Na |  | NSS-Damaniya Jogi Substation-Agrawal Power | 2705142 | 10 | RDCZ-Part-B-B6 | RDCZ-Part-B-B6 | 1.00 |  |  | 0 | Supply | 15551269.44 | 19878028.76 | M-0401013 | RDCZ-Part-B-B6SupplyM-0401013 | AAAC Rabbit conductor 0.05 sq. inch. (55 sq.mm. Al.Eq.) | km | KILOMETER | 0.03 | 1179.21 | 1391.47
5028055 | 116561 | 4459 | 3 | 895 | 1100365 | Agrawal Power Pvt.Ltd. |  | 20-279-110600-26-00001 | 6 | 2026-04-02 17:06 | 48520 | Turnkey- C Rajgarh | O&M Dn Jeerapur | RDSS | Revamped Distribution Sector Scheme | 2024-08-05 | 2024-06-11 19:41 | 2026-08-31 |  | 19338231.19 | 25336177.36 | Approved | PROJECT FOR THE FEEDER 33kv Dhamaniya jogi substaion @AND FEEDER ID 48520 | PROJECT FOR THE FEEDER 33kv Dhamaniya jogi substaion @AND FEEDER ID 48520 NSS-Damaniya Jogi Substation-Agrawal Power | Na | Na |  | NSS-Damaniya Jogi Substation-Agrawal Power | 2705142 | 10 | RDCZ-Part-B-B6 | RDCZ-Part-B-B6 | 1.00 |  |  | 0 | Labor | 15551269.44 | 19878028.76 | M-0401013 | RDCZ-Part-B-B6LaborM-0401013 | AAAC Rabbit conductor 0.05 sq. inch. (55 sq.mm. Al.Eq.) | km | KILOMETER | 0.03 | 0 | 0
5028055 | 116561 | 4459 | 3 | 895 | 1100366 | Agrawal Power Pvt.Ltd. |  | 20-279-110600-26-00001 | 6 | 2026-04-02 17:06 | 48520 | Turnkey- C Rajgarh | O&M Dn Jeerapur | RDSS | Revamped Distribution Sector Scheme | 2024-08-05 | 2024-06-11 19:41 | 2026-08-31 |  | 19338231.19 | 25336177.36 | Approved | PROJECT FOR THE FEEDER 33kv Dhamaniya jogi substaion @AND FEEDER ID 48520 | PROJECT FOR THE FEEDER 33kv Dhamaniya jogi substaion @AND FEEDER ID 48520 NSS-Damaniya Jogi Substation-Agrawal Power | Na | Na |  | NSS-Damaniya Jogi Substation-Agrawal Power | 2705142 | 10 | RDCZ-Part-B-B6 | RDCZ-Part-B-B6 | 1.00 |  |  | 4824.42 | Supply | 15551269.44 | 19878028.76 | M-0402030 | RDCZ-Part-B-B6SupplyM-0402030 | 11 KV Under-Ground XLPE armoured Cable 3X120 Sq.mm. | km | KILOMETER | 0.03 | 19685.49 | 28921.69
5028055 | 116561 | 4459 | 3 | 895 | 1100367 | Agrawal Power Pvt.Ltd. |  | 20-279-110600-26-00001 | 6 | 2026-04-02 17:06 | 48520 | Turnkey- C Rajgarh | O&M Dn Jeerapur | RDSS | Revamped Distribution Sector Scheme | 2024-08-05 | 2024-06-11 19:41 | 2026-08-31 |  | 19338231.19 | 25336177.36 | Approved | PROJECT FOR THE FEEDER 33kv Dhamaniya jogi substaion @AND FEEDER ID 48520 | PROJECT FOR THE FEEDER 33kv Dhamaniya jogi substaion @AND FEEDER ID 48520 NSS-Damaniya Jogi Substation-Agrawal Power | Na | Na |  | NSS-Damaniya Jogi Substation-Agrawal Power | 2705142 | 10 | RDCZ-Part-B-B6 | RDCZ-Part-B-B6 | 1.00 |  |  | 4824.42 | Labor | 15551269.44 | 19878028.76 | M-0402030 | RDCZ-Part-B-B6LaborM-0402030 | 11 KV Under-Ground XLPE armoured Cable 3X120 Sq.mm. | km | KILOMETER | 0.03 | 4824.42 | 4824.42
5028055 | 116561 | 4459 | 3 | 895 | 1100368 | Agrawal Power Pvt.Ltd. |  | 20-279-110600-26-00001 | 6 | 2026-04-02 17:06 | 48520 | Turnkey- C Rajgarh | O&M Dn Jeerapur | RDSS | Revamped Distribution Sector Scheme | 2024-08-05 | 2024-06-11 19:41 | 2026-08-31 |  | 19338231.19 | 25336177.36 | Approved | PROJECT FOR THE FEEDER 33kv Dhamaniya jogi substaion @AND FEEDER ID 48520 | PROJECT FOR THE FEEDER 33kv Dhamaniya jogi substaion @AND FEEDER ID 48520 NSS-Damaniya Jogi Substation-Agrawal Power | Na | Na |  | NSS-Damaniya Jogi Substation-Agrawal Power | 2705142 | 10 | RDCZ-Part-B-B6 | RDCZ-Part-B-B6 | 1.00 |  |  | 1883.24 | Supply | 15551269.44 | 19878028.76 | M-0402073 | RDCZ-Part-B-B6SupplyM-0402073 | XLPE Cable 1 core unarmoured 150 sqmm Aluminium conductor 1100 Volts | km | KILOMETER | 0.04 | 5231.16 | 8394.99
5028055 | 116561 | 4459 | 3 | 895 | 1100369 | Agrawal Power Pvt.Ltd. |  | 20-279-110600-26-00001 | 6 | 2026-04-02 17:06 | 48520 | Turnkey- C Rajgarh | O&M Dn Jeerapur | RDSS | Revamped Distribution Sector Scheme | 2024-08-05 | 2024-06-11 19:41 | 2026-08-31 |  | 19338231.19 | 25336177.36 | Approved | PROJECT FOR THE FEEDER 33kv Dhamaniya jogi substaion @AND FEEDER ID 48520 | PROJECT FOR THE FEEDER 33kv Dhamaniya jogi substaion @AND FEEDER ID 48520 NSS-Damaniya Jogi Substation-Agrawal Power | Na | Na |  | NSS-Damaniya Jogi Substation-Agrawal Power | 2705142 | 10 | RDCZ-Part-B-B6 | RDCZ-Part-B-B6 | 1.00 |  |  | 1883.24 | Labor | 15551269.44 | 19878028.76 | M-0402073 | RDCZ-Part-B-B6LaborM-0402073 | XLPE Cable 1 core unarmoured 150 sqmm Aluminium conductor 1100 Volts | km | KILOMETER | 0.04 | 1883.24 | 1883.24
5028055 | 116561 | 4459 | 3 | 895 | 1100370 | Agrawal Power Pvt.Ltd. |  | 20-279-110600-26-00001 | 6 | 2026-04-02 17:06 | 48520 | Turnkey- C Rajgarh | O&M Dn Jeerapur | RDSS | Revamped Distribution Sector Scheme | 2024-08-05 | 2024-06-11 19:41 | 2026-08-31 |  | 19338231.19 | 25336177.36 | Approved | PROJECT FOR THE FEEDER 33kv Dhamaniya jogi substaion @AND FEEDER ID 48520 | PROJECT FOR THE FEEDER 33kv Dhamaniya jogi substaion @AND FEEDER ID 48520 NSS-Damaniya Jogi Substation-Agrawal Power | Na | Na |  | NSS-Damaniya Jogi Substation-Agrawal Power | 2705142 | 10 | RDCZ-Part-B-B6 | RDCZ-Part-B-B6 | 1.00 |  |  | 6558.68 | Supply | 15551269.44 | 19878028.76 | M-0402076 | RDCZ-Part-B-B6SupplyM-0402076 | XLPE Cable 1 core unarmoured 70 sqmm Aluminium conductor 1100 Volts | km | KILOMETER | 0.3 | 18218.81 | 29237.44
5028055 | 116561 | 4459 | 3 | 895 | 1100371 | Agrawal Power Pvt.Ltd. |  | 20-279-110600-26-00001 | 6 | 2026-04-02 17:06 | 48520 | Turnkey- C Rajgarh | O&M Dn Jeerapur | RDSS | Revamped Distribution Sector Scheme | 2024-08-05 | 2024-06-11 19:41 | 2026-08-31 |  | 19338231.19 | 25336177.36 | Approved | PROJECT FOR THE FEEDER 33kv Dhamaniya jogi substaion @AND FEEDER ID 48520 | PROJECT FOR THE FEEDER 33kv Dhamaniya jogi substaion @AND FEEDER ID 48520 NSS-Damaniya Jogi Substation-Agrawal Power | Na | Na |  | NSS-Damaniya Jogi Substation-Agrawal Power | 2705142 | 10 | RDCZ-Part-B-B6 | RDCZ-Part-B-B6 | 1.00 |  |  | 6558.68 | Labor | 15551269.44 | 19878028.76 | M-0402076 | RDCZ-Part-B-B6LaborM-0402076 | XLPE Cable 1 core unarmoured 70 sqmm Aluminium conductor 1100 Volts | km | KILOMETER | 0.3 | 6558.68 | 6558.68
5028055 | 116561 | 4459 | 3 | 895 | 1100372 | Agrawal Power Pvt.Ltd. |  | 20-279-110600-26-00001 | 6 | 2026-04-02 17:06 | 48520 | Turnkey- C Rajgarh | O&M Dn Jeerapur | RDSS | Revamped Distribution Sector Scheme | 2024-08-05 | 2024-06-11 19:41 | 2026-08-31 |  | 19338231.19 | 25336177.36 | Approved | PROJECT FOR THE FEEDER 33kv Dhamaniya jogi substaion @AND FEEDER ID 48520 | PROJECT FOR THE FEEDER 33kv Dhamaniya jogi substaion @AND FEEDER ID 48520 NSS-Damaniya Jogi Substation-Agrawal Power | Na | Na |  | NSS-Damaniya Jogi Substation-Agrawal Power | 2705142 | 10 | RDCZ-Part-B-B6 | RDCZ-Part-B-B6 | 1.00 |  |  | 2824.35 | Supply | 15551269.44 | 19878028.76 | M-0402125 | RDCZ-Part-B-B6SupplyM-0402125 | PVC insulated 4 core unarmoured 16 sqmm Aluminium conductor 1100 Volts | km | KILOMETER | 0.18 | 12701.02 | 18319.94
5028055 | 116561 | 4459 | 3 | 895 | 1100373 | Agrawal Power Pvt.Ltd. |  | 20-279-110600-26-00001 | 6 | 2026-04-02 17:06 | 48520 | Turnkey- C Rajgarh | O&M Dn Jeerapur | RDSS | Revamped Distribution Sector Scheme | 2024-08-05 | 2024-06-11 19:41 | 2026-08-31 |  | 19338231.19 | 25336177.36 | Approved | PROJECT FOR THE FEEDER 33kv Dhamaniya jogi substaion @AND FEEDER ID 48520 | PROJECT FOR THE FEEDER 33kv Dhamaniya jogi substaion @AND FEEDER ID 48520 NSS-Damaniya Jogi Substation-Agrawal Power | Na | Na |  | NSS-Damaniya Jogi Substation-Agrawal Power | 2705142 | 10 | RDCZ-Part-B-B6 | RDCZ-Part-B-B6 | 1.00 |  |  | 2824.35 | Labor | 15551269.44 | 19878028.76 | M-0402125 | RDCZ-Part-B-B6LaborM-0402125 | PVC insulated 4 core unarmoured 16 sqmm Aluminium conductor 1100 Volts | km | KILOMETER | 0.18 | 2824.35 | 2824.35
5028055 | 116561 | 4459 | 3 | 895 | 1100374 | Agrawal Power Pvt.Ltd. |  | 20-279-110600-26-00001 | 6 | 2026-04-02 17:06 | 48520 | Turnkey- C Rajgarh | O&M Dn Jeerapur | RDSS | Revamped Distribution Sector Scheme | 2024-08-05 | 2024-06-11 19:41 | 2026-08-31 |  | 19338231.19 | 25336177.36 | Approved | PROJECT FOR THE FEEDER 33kv Dhamaniya jogi substaion @AND FEEDER ID 48520 | PROJECT FOR THE FEEDER 33kv Dhamaniya jogi substaion @AND FEEDER ID 48520 NSS-Damaniya Jogi Substation-Agrawal Power | Na | Na |  | NSS-Damaniya Jogi Substation-Agrawal Power | 2705142 | 10 | RDCZ-Part-B-B6 | RDCZ-Part-B-B6 | 1.00 |  |  | 14689.08 | Supply | 15551269.44 | 19878028.76 | M-0402237 | RDCZ-Part-B-B6SupplyM-0402237 | Copper Control Cable 2 Core. 2.5 Sq.mm. (Unarmoured) | km | KILOMETER | 1.4 | 81607.15 | 113629.55
5028055 | 116561 | 4459 | 3 | 895 | 1100375 | Agrawal Power Pvt.Ltd. |  | 20-279-110600-26-00001 | 6 | 2026-04-02 17:06 | 48520 | Turnkey- C Rajgarh | O&M Dn Jeerapur | RDSS | Revamped Distribution Sector Scheme | 2024-08-05 | 2024-06-11 19:41 | 2026-08-31 |  | 19338231.19 | 25336177.36 | Approved | PROJECT FOR THE FEEDER 33kv Dhamaniya jogi substaion @AND FEEDER ID 48520 | PROJECT FOR THE FEEDER 33kv Dhamaniya jogi substaion @AND FEEDER ID 48520 NSS-Damaniya Jogi Substation-Agrawal Power | Na | Na |  | NSS-Damaniya Jogi Substation-Agrawal Power | 2705142 | 10 | RDCZ-Part-B-B6 | RDCZ-Part-B-B6 | 1.00 |  |  | 14689.08 | Labor | 15551269.44 | 19878028.76 | M-0402237 | RDCZ-Part-B-B6LaborM-0402237 | Copper Control Cable 2 Core. 2.5 Sq.mm. (Unarmoured) | km | KILOMETER | 1.4 | 14689.08 | 14689.08
5028055 | 116561 | 4459 | 3 | 895 | 1100376 | Agrawal Power Pvt.Ltd. |  | 20-279-110600-26-00001 | 6 | 2026-04-02 17:06 | 48520 | Turnkey- C Rajgarh | O&M Dn Jeerapur | RDSS | Revamped Distribution Sector Scheme | 2024-08-05 | 2024-06-11 19:41 | 2026-08-31 |  | 19338231.19 | 25336177.36 | Approved | PROJECT FOR THE FEEDER 33kv Dhamaniya jogi substaion @AND FEEDER ID 48520 | PROJECT FOR THE FEEDER 33kv Dhamaniya jogi substaion @AND FEEDER ID 48520 NSS-Damaniya Jogi Substation-Agrawal Power | Na | Na |  | NSS-Damaniya Jogi Substation-Agrawal Power | 2705142 | 10 | RDCZ-Part-B-B6 | RDCZ-Part-B-B6 | 1.00 |  |  | 23539.47 | Supply | 15551269.44 | 19878028.76 | M-0402239 | RDCZ-Part-B-B6SupplyM-0402239 | Copper Control Cable 4 Core. 2.5 Sq.mm. (Unarmoured) | km | KILOMETER | 1.5 | 130766.72 | 182081.3
5028055 | 116561 | 4459 | 3 | 895 | 1100377 | Agrawal Power Pvt.Ltd. |  | 20-279-110600-26-00001 | 6 | 2026-04-02 17:06 | 48520 | Turnkey- C Rajgarh | O&M Dn Jeerapur | RDSS | Revamped Distribution Sector Scheme | 2024-08-05 | 2024-06-11 19:41 | 2026-08-31 |  | 19338231.19 | 25336177.36 | Approved | PROJECT FOR THE FEEDER 33kv Dhamaniya jogi substaion @AND FEEDER ID 48520 | PROJECT FOR THE FEEDER 33kv Dhamaniya jogi substaion @AND FEEDER ID 48520 NSS-Damaniya Jogi Substation-Agrawal Power | Na | Na |  | NSS-Damaniya Jogi Substation-Agrawal Power | 2705142 | 10 | RDCZ-Part-B-B6 | RDCZ-Part-B-B6 | 1.00 |  |  | 23539.47 | Labor | 15551269.44 | 19878028.76 | M-0402239 | RDCZ-Part-B-B6LaborM-0402239 | Copper Control Cable 4 Core. 2.5 Sq.mm. (Unarmoured) | km | KILOMETER | 1.5 | 23539.47 | 23539.47
5028055 | 116561 | 4459 | 3 | 895 | 1100378 | Agrawal Power Pvt.Ltd. |  | 20-279-110600-26-00001 | 6 | 2026-04-02 17:06 | 48520 | Turnkey- C Rajgarh | O&M Dn Jeerapur | RDSS | Revamped Distribution Sector Scheme | 2024-08-05 | 2024-06-11 19:41 | 2026-08-31 |  | 19338231.19 | 25336177.36 | Approved | PROJECT FOR THE FEEDER 33kv Dhamaniya jogi substaion @AND FEEDER ID 48520 | PROJECT FOR THE FEEDER 33kv Dhamaniya jogi substaion @AND FEEDER ID 48520 NSS-Damaniya Jogi Substation-Agrawal Power | Na | Na |  | NSS-Damaniya Jogi Substation-Agrawal Power | 2705142 | 10 | RDCZ-Part-B-B6 | RDCZ-Part-B-B6 | 1.00 |  |  | 26209.5 | Supply | 15551269.44 | 19878028.76 | M-0402243 | RDCZ-Part-B-B6SupplyM-0402243 | Copper Control Cable 8 Core. 2.5 Sq.mm. (Unarmoured) | km | KILOMETER | 0.95 | 145609.38 | 202746.28
5028055 | 116561 | 4459 | 3 | 895 | 1100379 | Agrawal Power Pvt.Ltd. |  | 20-279-110600-26-00001 | 6 | 2026-04-02 17:06 | 48520 | Turnkey- C Rajgarh | O&M Dn Jeerapur | RDSS | Revamped Distribution Sector Scheme | 2024-08-05 | 2024-06-11 19:41 | 2026-08-31 |  | 19338231.19 | 25336177.36 | Approved | PROJECT FOR THE FEEDER 33kv Dhamaniya jogi substaion @AND FEEDER ID 48520 | PROJECT FOR THE FEEDER 33kv Dhamaniya jogi substaion @AND FEEDER ID 48520 NSS-Damaniya Jogi Substation-Agrawal Power | Na | Na |  | NSS-Damaniya Jogi Substation-Agrawal Power | 2705142 | 10 | RDCZ-Part-B-B6 | RDCZ-Part-B-B6 | 1.00 |  |  | 26209.5 | Labor | 15551269.44 | 19878028.76 | M-0402243 | RDCZ-Part-B-B6LaborM-0402243 | Copper Control Cable 8 Core. 2.5 Sq.mm. (Unarmoured) | km | KILOMETER | 0.95 | 26209.5 | 26209.5
5028055 | 116561 | 4459 | 3 | 895 | 1100380 | Agrawal Power Pvt.Ltd. |  | 20-279-110600-26-00001 | 6 | 2026-04-02 17:06 | 48520 | Turnkey- C Rajgarh | O&M Dn Jeerapur | RDSS | Revamped Distribution Sector Scheme | 2024-08-05 | 2024-06-11 19:41 | 2026-08-31 |  | 19338231.19 | 25336177.36 | Approved | PROJECT FOR THE FEEDER 33kv Dhamaniya jogi substaion @AND FEEDER ID 48520 | PROJECT FOR THE FEEDER 33kv Dhamaniya jogi substaion @AND FEEDER ID 48520 NSS-Damaniya Jogi Substation-Agrawal Power | Na | Na |  | NSS-Damaniya Jogi Substation-Agrawal Power | 2705142 | 10 | RDCZ-Part-B-B6 | RDCZ-Part-B-B6 | 1.00 |  |  | 46098.77 | Supply | 15551269.44 | 19878028.76 | M-0402246 | RDCZ-Part-B-B6SupplyM-0402246 | Copper Control Cable 12 Core. 2.5 Sq.mm. (Unarmoured) | km | KILOMETER | 1.2 | 277193.38 | 381484.74
5028055 | 116561 | 4459 | 3 | 895 | 1100381 | Agrawal Power Pvt.Ltd. |  | 20-279-110600-26-00001 | 6 | 2026-04-02 17:06 | 48520 | Turnkey- C Rajgarh | O&M Dn Jeerapur | RDSS | Revamped Distribution Sector Scheme | 2024-08-05 | 2024-06-11 19:41 | 2026-08-31 |  | 19338231.19 | 25336177.36 | Approved | PROJECT FOR THE FEEDER 33kv Dhamaniya jogi substaion @AND FEEDER ID 48520 | PROJECT FOR THE FEEDER 33kv Dhamaniya jogi substaion @AND FEEDER ID 48520 NSS-Damaniya Jogi Substation-Agrawal Power | Na | Na |  | NSS-Damaniya Jogi Substation-Agrawal Power | 2705142 | 10 | RDCZ-Part-B-B6 | RDCZ-Part-B-B6 | 1.00 |  |  | 46098.77 | Labor | 15551269.44 | 19878028.76 | M-0402246 | RDCZ-Part-B-B6LaborM-0402246 | Copper Control Cable 12 Core. 2.5 Sq.mm. (Unarmoured) | km | KILOMETER | 1.2 | 46098.77 | 46098.77
5028055 | 116561 | 4459 | 3 | 895 | 1100382 | Agrawal Power Pvt.Ltd. |  | 20-279-110600-26-00001 | 6 | 2026-04-02 17:06 | 48520 | Turnkey- C Rajgarh | O&M Dn Jeerapur | RDSS | Revamped Distribution Sector Scheme | 2024-08-05 | 2024-06-11 19:41 | 2026-08-31 |  | 19338231.19 | 25336177.36 | Approved | PROJECT FOR THE FEEDER 33kv Dhamaniya jogi substaion @AND FEEDER ID 48520 | PROJECT FOR THE FEEDER 33kv Dhamaniya jogi substaion @AND FEEDER ID 48520 NSS-Damaniya Jogi Substation-Agrawal Power | Na | Na |  | NSS-Damaniya Jogi Substation-Agrawal Power | 2705142 | 10 | RDCZ-Part-B-B6 | RDCZ-Part-B-B6 | 1.00 |  |  | 0 | Supply | 15551269.44 | 19878028.76 | M-0403014 | RDCZ-Part-B-B6SupplyM-0403014 | STAY GI WIRE 7/4.00 MM.(7/8 SWG) | Kg | KG | 0.0001 | .01 | .01
5028055 | 116561 | 4459 | 3 | 895 | 1100383 | Agrawal Power Pvt.Ltd. |  | 20-279-110600-26-00001 | 6 | 2026-04-02 17:06 | 48520 | Turnkey- C Rajgarh | O&M Dn Jeerapur | RDSS | Revamped Distribution Sector Scheme | 2024-08-05 | 2024-06-11 19:41 | 2026-08-31 |  | 19338231.19 | 25336177.36 | Approved | PROJECT FOR THE FEEDER 33kv Dhamaniya jogi substaion @AND FEEDER ID 48520 | PROJECT FOR THE FEEDER 33kv Dhamaniya jogi substaion @AND FEEDER ID 48520 NSS-Damaniya Jogi Substation-Agrawal Power | Na | Na |  | NSS-Damaniya Jogi Substation-Agrawal Power | 2705142 | 10 | RDCZ-Part-B-B6 | RDCZ-Part-B-B6 | 1.00 |  |  | 0 | Labor | 15551269.44 | 19878028.76 | M-0403014 | RDCZ-Part-B-B6LaborM-0403014 | STAY GI WIRE 7/4.00 MM.(7/8 SWG) | Kg | KG | 0.0001 | 0 | 0
5028055 | 116561 | 4459 | 3 | 895 | 1100384 | Agrawal Power Pvt.Ltd. |  | 20-279-110600-26-00001 | 6 | 2026-04-02 17:06 | 48520 | Turnkey- C Rajgarh | O&M Dn Jeerapur | RDSS | Revamped Distribution Sector Scheme | 2024-08-05 | 2024-06-11 19:41 | 2026-08-31 |  | 19338231.19 | 25336177.36 | Approved | PROJECT FOR THE FEEDER 33kv Dhamaniya jogi substaion @AND FEEDER ID 48520 | PROJECT FOR THE FEEDER 33kv Dhamaniya jogi substaion @AND FEEDER ID 48520 NSS-Damaniya Jogi Substation-Agrawal Power | Na | Na |  | NSS-Damaniya Jogi Substation-Agrawal Power | 2705142 | 10 | RDCZ-Part-B-B6 | RDCZ-Part-B-B6 | 1.00 |  |  | 0 | Supply | 15551269.44 | 19878028.76 | M-0403019 | RDCZ-Part-B-B6SupplyM-0403019 | STAY WIRE 7/3.15 MM.(7/10 SWG) | Kg | KG | 0.0001 | .01 | .01
5028055 | 116561 | 4459 | 3 | 895 | 1100385 | Agrawal Power Pvt.Ltd. |  | 20-279-110600-26-00001 | 6 | 2026-04-02 17:06 | 48520 | Turnkey- C Rajgarh | O&M Dn Jeerapur | RDSS | Revamped Distribution Sector Scheme | 2024-08-05 | 2024-06-11 19:41 | 2026-08-31 |  | 19338231.19 | 25336177.36 | Approved | PROJECT FOR THE FEEDER 33kv Dhamaniya jogi substaion @AND FEEDER ID 48520 | PROJECT FOR THE FEEDER 33kv Dhamaniya jogi substaion @AND FEEDER ID 48520 NSS-Damaniya Jogi Substation-Agrawal Power | Na | Na |  | NSS-Damaniya Jogi Substation-Agrawal Power | 2705142 | 10 | RDCZ-Part-B-B6 | RDCZ-Part-B-B6 | 1.00 |  |  | 0 | Labor | 15551269.44 | 19878028.76 | M-0403019 | RDCZ-Part-B-B6LaborM-0403019 | STAY WIRE 7/3.15 MM.(7/10 SWG) | Kg | KG | 0.0001 | 0 | 0
5028055 | 116561 | 4459 | 3 | 895 | 1100386 | Agrawal Power Pvt.Ltd. |  | 20-279-110600-26-00001 | 6 | 2026-04-02 17:06 | 48520 | Turnkey- C Rajgarh | O&M Dn Jeerapur | RDSS | Revamped Distribution Sector Scheme | 2024-08-05 | 2024-06-11 19:41 | 2026-08-31 |  | 19338231.19 | 25336177.36 | Approved | PROJECT FOR THE FEEDER 33kv Dhamaniya jogi substaion @AND FEEDER ID 48520 | PROJECT FOR THE FEEDER 33kv Dhamaniya jogi substaion @AND FEEDER ID 48520 NSS-Damaniya Jogi Substation-Agrawal Power | Na | Na |  | NSS-Damaniya Jogi Substation-Agrawal Power | 2705142 | 10 | RDCZ-Part-B-B6 | RDCZ-Part-B-B6 | 1.00 |  |  | 12142.02 | Supply | 15551269.44 | 19878028.76 | M-0403042 | RDCZ-Part-B-B6SupplyM-0403042 | G.I.Pipe 40 mm Dia C grade type | m | M | 66 | 17376.48 | 34831.83
5028055 | 116561 | 4459 | 3 | 895 | 1100387 | Agrawal Power Pvt.Ltd. |  | 20-279-110600-26-00001 | 6 | 2026-04-02 17:06 | 48520 | Turnkey- C Rajgarh | O&M Dn Jeerapur | RDSS | Revamped Distribution Sector Scheme | 2024-08-05 | 2024-06-11 19:41 | 2026-08-31 |  | 19338231.19 | 25336177.36 | Approved | PROJECT FOR THE FEEDER 33kv Dhamaniya jogi substaion @AND FEEDER ID 48520 | PROJECT FOR THE FEEDER 33kv Dhamaniya jogi substaion @AND FEEDER ID 48520 NSS-Damaniya Jogi Substation-Agrawal Power | Na | Na |  | NSS-Damaniya Jogi Substation-Agrawal Power | 2705142 | 10 | RDCZ-Part-B-B6 | RDCZ-Part-B-B6 | 1.00 |  |  | 12142.02 | Labor | 15551269.44 | 19878028.76 | M-0403042 | RDCZ-Part-B-B6LaborM-0403042 | G.I.Pipe 40 mm Dia C grade type | m | M | 66 | 12142.02 | 12142.02
5028055 | 116561 | 4459 | 3 | 895 | 1100388 | Agrawal Power Pvt.Ltd. |  | 20-279-110600-26-00001 | 6 | 2026-04-02 17:06 | 48520 | Turnkey- C Rajgarh | O&M Dn Jeerapur | RDSS | Revamped Distribution Sector Scheme | 2024-08-05 | 2024-06-11 19:41 | 2026-08-31 |  | 19338231.19 | 25336177.36 | Approved | PROJECT FOR THE FEEDER 33kv Dhamaniya jogi substaion @AND FEEDER ID 48520 | PROJECT FOR THE FEEDER 33kv Dhamaniya jogi substaion @AND FEEDER ID 48520 NSS-Damaniya Jogi Substation-Agrawal Power | Na | Na |  | NSS-Damaniya Jogi Substation-Agrawal Power | 2705142 | 10 | RDCZ-Part-B-B6 | RDCZ-Part-B-B6 | 1.00 |  |  | 188437.3 | Supply | 15551269.44 | 19878028.76 | M-0403043 | RDCZ-Part-B-B6SupplyM-0403043 | GI Pipe 150 mm B Grade | m | M | 370 | 603636.5 | 934647.08
5028055 | 116561 | 4459 | 3 | 895 | 1100389 | Agrawal Power Pvt.Ltd. |  | 20-279-110600-26-00001 | 6 | 2026-04-02 17:06 | 48520 | Turnkey- C Rajgarh | O&M Dn Jeerapur | RDSS | Revamped Distribution Sector Scheme | 2024-08-05 | 2024-06-11 19:41 | 2026-08-31 |  | 19338231.19 | 25336177.36 | Approved | PROJECT FOR THE FEEDER 33kv Dhamaniya jogi substaion @AND FEEDER ID 48520 | PROJECT FOR THE FEEDER 33kv Dhamaniya jogi substaion @AND FEEDER ID 48520 NSS-Damaniya Jogi Substation-Agrawal Power | Na | Na |  | NSS-Damaniya Jogi Substation-Agrawal Power | 2705142 | 10 | RDCZ-Part-B-B6 | RDCZ-Part-B-B6 | 1.00 |  |  | 188437.3 | Labor | 15551269.44 | 19878028.76 | M-0403043 | RDCZ-Part-B-B6LaborM-0403043 | GI Pipe 150 mm B Grade | m | M | 370 | 188437.3 | 188437.3
5028055 | 116561 | 4459 | 3 | 895 | 1100390 | Agrawal Power Pvt.Ltd. |  | 20-279-110600-26-00001 | 6 | 2026-04-02 17:06 | 48520 | Turnkey- C Rajgarh | O&M Dn Jeerapur | RDSS | Revamped Distribution Sector Scheme | 2024-08-05 | 2024-06-11 19:41 | 2026-08-31 |  | 19338231.19 | 25336177.36 | Approved | PROJECT FOR THE FEEDER 33kv Dhamaniya jogi substaion @AND FEEDER ID 48520 | PROJECT FOR THE FEEDER 33kv Dhamaniya jogi substaion @AND FEEDER ID 48520 NSS-Damaniya Jogi Substation-Agrawal Power | Na | Na |  | NSS-Damaniya Jogi Substation-Agrawal Power | 2705142 | 10 | RDCZ-Part-B-B6 | RDCZ-Part-B-B6 | 1.00 |  |  | 9410.01 | Supply | 15551269.44 | 19878028.76 | M-0403089 | RDCZ-Part-B-B6SupplyM-0403089 | Earthing Rod 3 mtrs.(Gelvanised) 25 mm Rod | Ea | EA | 17 | 18122.85 | 32488.77
5028055 | 116561 | 4459 | 3 | 895 | 1100391 | Agrawal Power Pvt.Ltd. |  | 20-279-110600-26-00001 | 6 | 2026-04-02 17:06 | 48520 | Turnkey- C Rajgarh | O&M Dn Jeerapur | RDSS | Revamped Distribution Sector Scheme | 2024-08-05 | 2024-06-11 19:41 | 2026-08-31 |  | 19338231.19 | 25336177.36 | Approved | PROJECT FOR THE FEEDER 33kv Dhamaniya jogi substaion @AND FEEDER ID 48520 | PROJECT FOR THE FEEDER 33kv Dhamaniya jogi substaion @AND FEEDER ID 48520 NSS-Damaniya Jogi Substation-Agrawal Power | Na | Na |  | NSS-Damaniya Jogi Substation-Agrawal Power | 2705142 | 10 | RDCZ-Part-B-B6 | RDCZ-Part-B-B6 | 1.00 |  |  | 9410.01 | Labor | 15551269.44 | 19878028.76 | M-0403089 | RDCZ-Part-B-B6LaborM-0403089 | Earthing Rod 3 mtrs.(Gelvanised) 25 mm Rod | Ea | EA | 17 | 9410.01 | 9410.01
5028055 | 116561 | 4459 | 3 | 895 | 1100392 | Agrawal Power Pvt.Ltd. |  | 20-279-110600-26-00001 | 6 | 2026-04-02 17:06 | 48520 | Turnkey- C Rajgarh | O&M Dn Jeerapur | RDSS | Revamped Distribution Sector Scheme | 2024-08-05 | 2024-06-11 19:41 | 2026-08-31 |  | 19338231.19 | 25336177.36 | Approved | PROJECT FOR THE FEEDER 33kv Dhamaniya jogi substaion @AND FEEDER ID 48520 | PROJECT FOR THE FEEDER 33kv Dhamaniya jogi substaion @AND FEEDER ID 48520 NSS-Damaniya Jogi Substation-Agrawal Power | Na | Na |  | NSS-Damaniya Jogi Substation-Agrawal Power | 2705142 | 10 | RDCZ-Part-B-B6 | RDCZ-Part-B-B6 | 1.00 |  |  | 0 | Supply | 15551269.44 | 19878028.76 | M-0403096 | RDCZ-Part-B-B6SupplyM-0403096 | Earthing Coil of 115 Turns of 50 MM.Dia and 2.5 Mtr. Lead of 4.0 MM G.I Wire | No | NUMBER | 6 | 776.88 | 916.72
5028055 | 116561 | 4459 | 3 | 895 | 1100393 | Agrawal Power Pvt.Ltd. |  | 20-279-110600-26-00001 | 6 | 2026-04-02 17:06 | 48520 | Turnkey- C Rajgarh | O&M Dn Jeerapur | RDSS | Revamped Distribution Sector Scheme | 2024-08-05 | 2024-06-11 19:41 | 2026-08-31 |  | 19338231.19 | 25336177.36 | Approved | PROJECT FOR THE FEEDER 33kv Dhamaniya jogi substaion @AND FEEDER ID 48520 | PROJECT FOR THE FEEDER 33kv Dhamaniya jogi substaion @AND FEEDER ID 48520 NSS-Damaniya Jogi Substation-Agrawal Power | Na | Na |  | NSS-Damaniya Jogi Substation-Agrawal Power | 2705142 | 10 | RDCZ-Part-B-B6 | RDCZ-Part-B-B6 | 1.00 |  |  | 0 | Labor | 15551269.44 | 19878028.76 | M-0403096 | RDCZ-Part-B-B6LaborM-0403096 | Earthing Coil of 115 Turns of 50 MM.Dia and 2.5 Mtr. Lead of 4.0 MM G.I Wire | No | NUMBER | 6 | 0 | 0
5028055 | 116561 | 4459 | 3 | 895 | 1100394 | Agrawal Power Pvt.Ltd. |  | 20-279-110600-26-00001 | 6 | 2026-04-02 17:06 | 48520 | Turnkey- C Rajgarh | O&M Dn Jeerapur | RDSS | Revamped Distribution Sector Scheme | 2024-08-05 | 2024-06-11 19:41 | 2026-08-31 |  | 19338231.19 | 25336177.36 | Approved | PROJECT FOR THE FEEDER 33kv Dhamaniya jogi substaion @AND FEEDER ID 48520 | PROJECT FOR THE FEEDER 33kv Dhamaniya jogi substaion @AND FEEDER ID 48520 NSS-Damaniya Jogi Substation-Agrawal Power | Na | Na |  | NSS-Damaniya Jogi Substation-Agrawal Power | 2705142 | 10 | RDCZ-Part-B-B6 | RDCZ-Part-B-B6 | 1.00 |  |  | 0 | Supply | 15551269.44 | 19878028.76 | M-0403172 | RDCZ-Part-B-B6SupplyM-0403172 | Galvanized nut &amp; bolt with washer | Kg | KG | 7 | 596.68 | 704.08
5028055 | 116561 | 4459 | 3 | 895 | 1100395 | Agrawal Power Pvt.Ltd. |  | 20-279-110600-26-00001 | 6 | 2026-04-02 17:06 | 48520 | Turnkey- C Rajgarh | O&M Dn Jeerapur | RDSS | Revamped Distribution Sector Scheme | 2024-08-05 | 2024-06-11 19:41 | 2026-08-31 |  | 19338231.19 | 25336177.36 | Approved | PROJECT FOR THE FEEDER 33kv Dhamaniya jogi substaion @AND FEEDER ID 48520 | PROJECT FOR THE FEEDER 33kv Dhamaniya jogi substaion @AND FEEDER ID 48520 NSS-Damaniya Jogi Substation-Agrawal Power | Na | Na |  | NSS-Damaniya Jogi Substation-Agrawal Power | 2705142 | 10 | RDCZ-Part-B-B6 | RDCZ-Part-B-B6 | 1.00 |  |  | 0 | Labor | 15551269.44 | 19878028.76 | M-0403172 | RDCZ-Part-B-B6LaborM-0403172 | Galvanized nut &amp; bolt with washer | Kg | KG | 7 | 0 | 0
5028055 | 116561 | 4459 | 3 | 895 | 1100396 | Agrawal Power Pvt.Ltd. |  | 20-279-110600-26-00001 | 6 | 2026-04-02 17:06 | 48520 | Turnkey- C Rajgarh | O&M Dn Jeerapur | RDSS | Revamped Distribution Sector Scheme | 2024-08-05 | 2024-06-11 19:41 | 2026-08-31 |  | 19338231.19 | 25336177.36 | Approved | PROJECT FOR THE FEEDER 33kv Dhamaniya jogi substaion @AND FEEDER ID 48520 | PROJECT FOR THE FEEDER 33kv Dhamaniya jogi substaion @AND FEEDER ID 48520 NSS-Damaniya Jogi Substation-Agrawal Power | Na | Na |  | NSS-Damaniya Jogi Substation-Agrawal Power | 2705142 | 10 | RDCZ-Part-B-B6 | RDCZ-Part-B-B6 | 1.00 |  |  | 0 | Labor | 15551269.44 | 19878028.76 | M-0403208 | RDCZ-Part-B-B6LaborM-0403208 | M.S.Nuts with Bolts | Kg | KG | 262.5 | 0 | 0
5028055 | 116561 | 4459 | 3 | 895 | 1100397 | Agrawal Power Pvt.Ltd. |  | 20-279-110600-26-00001 | 6 | 2026-04-02 17:06 | 48520 | Turnkey- C Rajgarh | O&M Dn Jeerapur | RDSS | Revamped Distribution Sector Scheme | 2024-08-05 | 2024-06-11 19:41 | 2026-08-31 |  | 19338231.19 | 25336177.36 | Approved | PROJECT FOR THE FEEDER 33kv Dhamaniya jogi substaion @AND FEEDER ID 48520 | PROJECT FOR THE FEEDER 33kv Dhamaniya jogi substaion @AND FEEDER ID 48520 NSS-Damaniya Jogi Substation-Agrawal Power | Na | Na |  | NSS-Damaniya Jogi Substation-Agrawal Power | 2705142 | 10 | RDCZ-Part-B-B6 | RDCZ-Part-B-B6 | 1.00 |  |  | 0 | Supply | 15551269.44 | 19878028.76 | M-0403208 | RDCZ-Part-B-B6SupplyM-0403208 | M.S.Nuts with Bolts | Kg | KG | 262.5 | 22375.5 | 26403.09
5028055 | 116561 | 4459 | 3 | 895 | 1100398 | Agrawal Power Pvt.Ltd. |  | 20-279-110600-26-00001 | 6 | 2026-04-02 17:06 | 48520 | Turnkey- C Rajgarh | O&M Dn Jeerapur | RDSS | Revamped Distribution Sector Scheme | 2024-08-05 | 2024-06-11 19:41 | 2026-08-31 |  | 19338231.19 | 25336177.36 | Approved | PROJECT FOR THE FEEDER 33kv Dhamaniya jogi substaion @AND FEEDER ID 48520 | PROJECT FOR THE FEEDER 33kv Dhamaniya jogi substaion @AND FEEDER ID 48520 NSS-Damaniya Jogi Substation-Agrawal Power | Na | Na |  | NSS-Damaniya Jogi Substation-Agrawal Power | 2705142 | 10 | RDCZ-Part-B-B6 | RDCZ-Part-B-B6 | 1.00 |  |  | 5768.34 | Supply | 15551269.44 | 19878028.76 | M-0404091 | RDCZ-Part-B-B6SupplyM-0404091 | Indoor heat shrinkable cable end jointing kit with lugs for 11 kV grade XLPE cable for 3 core 120 sq mm Latest applicable IS:13573/2011/Part-II with latest amendments | Set | SET | 2 | 8608.26 | 16964.39
5028055 | 116561 | 4459 | 3 | 895 | 1100399 | Agrawal Power Pvt.Ltd. |  | 20-279-110600-26-00001 | 6 | 2026-04-02 17:06 | 48520 | Turnkey- C Rajgarh | O&M Dn Jeerapur | RDSS | Revamped Distribution Sector Scheme | 2024-08-05 | 2024-06-11 19:41 | 2026-08-31 |  | 19338231.19 | 25336177.36 | Approved | PROJECT FOR THE FEEDER 33kv Dhamaniya jogi substaion @AND FEEDER ID 48520 | PROJECT FOR THE FEEDER 33kv Dhamaniya jogi substaion @AND FEEDER ID 48520 NSS-Damaniya Jogi Substation-Agrawal Power | Na | Na |  | NSS-Damaniya Jogi Substation-Agrawal Power | 2705142 | 10 | RDCZ-Part-B-B6 | RDCZ-Part-B-B6 | 1.00 |  |  | 5768.34 | Labor | 15551269.44 | 19878028.76 | M-0404091 | RDCZ-Part-B-B6LaborM-0404091 | Indoor heat shrinkable cable end jointing kit with lugs for 11 kV grade XLPE cable for 3 core 120 sq mm Latest applicable IS:13573/2011/Part-II with latest amendments | Set | SET | 2 | 5768.34 | 5768.34
5028055 | 116561 | 4459 | 3 | 895 | 1100400 | Agrawal Power Pvt.Ltd. |  | 20-279-110600-26-00001 | 6 | 2026-04-02 17:06 | 48520 | Turnkey- C Rajgarh | O&M Dn Jeerapur | RDSS | Revamped Distribution Sector Scheme | 2024-08-05 | 2024-06-11 19:41 | 2026-08-31 |  | 19338231.19 | 25336177.36 | Approved | PROJECT FOR THE FEEDER 33kv Dhamaniya jogi substaion @AND FEEDER ID 48520 | PROJECT FOR THE FEEDER 33kv Dhamaniya jogi substaion @AND FEEDER ID 48520 NSS-Damaniya Jogi Substation-Agrawal Power | Na | Na |  | NSS-Damaniya Jogi Substation-Agrawal Power | 2705142 | 10 | RDCZ-Part-B-B6 | RDCZ-Part-B-B6 | 1.00 |  |  | 37930.98 | Supply | 15551269.44 | 19878028.76 | M-0404176 | RDCZ-Part-B-B6SupplyM-0404176 | T CLAMP FOR 33KV &amp; 11KV BUS, SUBSTATION upto DOG | Ea | EA | 186 | 81681.9 | 141143.2
5028055 | 116561 | 4459 | 3 | 895 | 1100401 | Agrawal Power Pvt.Ltd. |  | 20-279-110600-26-00001 | 6 | 2026-04-02 17:06 | 48520 | Turnkey- C Rajgarh | O&M Dn Jeerapur | RDSS | Revamped Distribution Sector Scheme | 2024-08-05 | 2024-06-11 19:41 | 2026-08-31 |  | 19338231.19 | 25336177.36 | Approved | PROJECT FOR THE FEEDER 33kv Dhamaniya jogi substaion @AND FEEDER ID 48520 | PROJECT FOR THE FEEDER 33kv Dhamaniya jogi substaion @AND FEEDER ID 48520 NSS-Damaniya Jogi Substation-Agrawal Power | Na | Na |  | NSS-Damaniya Jogi Substation-Agrawal Power | 2705142 | 10 | RDCZ-Part-B-B6 | RDCZ-Part-B-B6 | 1.00 |  |  | 37930.98 | Labor | 15551269.44 | 19878028.76 | M-0404176 | RDCZ-Part-B-B6LaborM-0404176 | T CLAMP FOR 33KV &amp; 11KV BUS, SUBSTATION upto DOG | Ea | EA | 186 | 37930.98 | 37930.98
5028055 | 116561 | 4459 | 3 | 895 | 1100402 | Agrawal Power Pvt.Ltd. |  | 20-279-110600-26-00001 | 6 | 2026-04-02 17:06 | 48520 | Turnkey- C Rajgarh | O&M Dn Jeerapur | RDSS | Revamped Distribution Sector Scheme | 2024-08-05 | 2024-06-11 19:41 | 2026-08-31 |  | 19338231.19 | 25336177.36 | Approved | PROJECT FOR THE FEEDER 33kv Dhamaniya jogi substaion @AND FEEDER ID 48520 | PROJECT FOR THE FEEDER 33kv Dhamaniya jogi substaion @AND FEEDER ID 48520 NSS-Damaniya Jogi Substation-Agrawal Power | Na | Na |  | NSS-Damaniya Jogi Substation-Agrawal Power | 2705142 | 10 | RDCZ-Part-B-B6 | RDCZ-Part-B-B6 | 1.00 |  |  | 0 | Supply | 15551269.44 | 19878028.76 | M-0404210 | RDCZ-Part-B-B6SupplyM-0404210 | 11 KV Strain hardware (T&amp;C type) fittings | Ea | EA | 24 | 3418.32 | 4033.62
5028055 | 116561 | 4459 | 3 | 895 | 1100403 | Agrawal Power Pvt.Ltd. |  | 20-279-110600-26-00001 | 6 | 2026-04-02 17:06 | 48520 | Turnkey- C Rajgarh | O&M Dn Jeerapur | RDSS | Revamped Distribution Sector Scheme | 2024-08-05 | 2024-06-11 19:41 | 2026-08-31 |  | 19338231.19 | 25336177.36 | Approved | PROJECT FOR THE FEEDER 33kv Dhamaniya jogi substaion @AND FEEDER ID 48520 | PROJECT FOR THE FEEDER 33kv Dhamaniya jogi substaion @AND FEEDER ID 48520 NSS-Damaniya Jogi Substation-Agrawal Power | Na | Na |  | NSS-Damaniya Jogi Substation-Agrawal Power | 2705142 | 10 | RDCZ-Part-B-B6 | RDCZ-Part-B-B6 | 1.00 |  |  | 0 | Labor | 15551269.44 | 19878028.76 | M-0404210 | RDCZ-Part-B-B6LaborM-0404210 | 11 KV Strain hardware (T&amp;C type) fittings | Ea | EA | 24 | 0 | 0
5028055 | 116561 | 4459 | 3 | 895 | 1100404 | Agrawal Power Pvt.Ltd. |  | 20-279-110600-26-00001 | 6 | 2026-04-02 17:06 | 48520 | Turnkey- C Rajgarh | O&M Dn Jeerapur | RDSS | Revamped Distribution Sector Scheme | 2024-08-05 | 2024-06-11 19:41 | 2026-08-31 |  | 19338231.19 | 25336177.36 | Approved | PROJECT FOR THE FEEDER 33kv Dhamaniya jogi substaion @AND FEEDER ID 48520 | PROJECT FOR THE FEEDER 33kv Dhamaniya jogi substaion @AND FEEDER ID 48520 NSS-Damaniya Jogi Substation-Agrawal Power | Na | Na |  | NSS-Damaniya Jogi Substation-Agrawal Power | 2705142 | 10 | RDCZ-Part-B-B6 | RDCZ-Part-B-B6 | 1.00 |  |  | 0 | Supply | 15551269.44 | 19878028.76 | M-0404211 | RDCZ-Part-B-B6SupplyM-0404211 | 33 KV Strain hardware (T&amp;C type) fittings | Ea | EA | 156 | 33833.28 | 39923.27
5028055 | 116561 | 4459 | 3 | 895 | 1100405 | Agrawal Power Pvt.Ltd. |  | 20-279-110600-26-00001 | 6 | 2026-04-02 17:06 | 48520 | Turnkey- C Rajgarh | O&M Dn Jeerapur | RDSS | Revamped Distribution Sector Scheme | 2024-08-05 | 2024-06-11 19:41 | 2026-08-31 |  | 19338231.19 | 25336177.36 | Approved | PROJECT FOR THE FEEDER 33kv Dhamaniya jogi substaion @AND FEEDER ID 48520 | PROJECT FOR THE FEEDER 33kv Dhamaniya jogi substaion @AND FEEDER ID 48520 NSS-Damaniya Jogi Substation-Agrawal Power | Na | Na |  | NSS-Damaniya Jogi Substation-Agrawal Power | 2705142 | 10 | RDCZ-Part-B-B6 | RDCZ-Part-B-B6 | 1.00 |  |  | 0 | Labor | 15551269.44 | 19878028.76 | M-0404211 | RDCZ-Part-B-B6LaborM-0404211 | 33 KV Strain hardware (T&amp;C type) fittings | Ea | EA | 156 | 0 | 0
5028055 | 116561 | 4459 | 3 | 895 | 1100406 | Agrawal Power Pvt.Ltd. |  | 20-279-110600-26-00001 | 6 | 2026-04-02 17:06 | 48520 | Turnkey- C Rajgarh | O&M Dn Jeerapur | RDSS | Revamped Distribution Sector Scheme | 2024-08-05 | 2024-06-11 19:41 | 2026-08-31 |  | 19338231.19 | 25336177.36 | Approved | PROJECT FOR THE FEEDER 33kv Dhamaniya jogi substaion @AND FEEDER ID 48520 | PROJECT FOR THE FEEDER 33kv Dhamaniya jogi substaion @AND FEEDER ID 48520 NSS-Damaniya Jogi Substation-Agrawal Power | Na | Na |  | NSS-Damaniya Jogi Substation-Agrawal Power | 2705142 | 10 | RDCZ-Part-B-B6 | RDCZ-Part-B-B6 | 1.00 |  |  | 71881.87 | Supply | 15551269.44 | 19878028.76 | M-0501067 | RDCZ-Part-B-B6SupplyM-0501067 | H-Beams 152 X 152 mm., 37.1 Kg./Mtr.-11 mtr. Long = 408.1 kg | No | NO | 10 | 283615.2 | 362027.42
5028055 | 116561 | 4459 | 3 | 895 | 1100407 | Agrawal Power Pvt.Ltd. |  | 20-279-110600-26-00001 | 6 | 2026-04-02 17:06 | 48520 | Turnkey- C Rajgarh | O&M Dn Jeerapur | RDSS | Revamped Distribution Sector Scheme | 2024-08-05 | 2024-06-11 19:41 | 2026-08-31 |  | 19338231.19 | 25336177.36 | Approved | PROJECT FOR THE FEEDER 33kv Dhamaniya jogi substaion @AND FEEDER ID 48520 | PROJECT FOR THE FEEDER 33kv Dhamaniya jogi substaion @AND FEEDER ID 48520 NSS-Damaniya Jogi Substation-Agrawal Power | Na | Na |  | NSS-Damaniya Jogi Substation-Agrawal Power | 2705142 | 10 | RDCZ-Part-B-B6 | RDCZ-Part-B-B6 | 1.00 |  |  | 71881.87 | Labor | 15551269.44 | 19878028.76 | M-0501067 | RDCZ-Part-B-B6LaborM-0501067 | H-Beams 152 X 152 mm., 37.1 Kg./Mtr.-11 mtr. Long = 408.1 kg | No | NO | 10 | 23187.7 | 23187.7
5028055 | 116561 | 4459 | 3 | 895 | 1100408 | Agrawal Power Pvt.Ltd. |  | 20-279-110600-26-00001 | 6 | 2026-04-02 17:06 | 48520 | Turnkey- C Rajgarh | O&M Dn Jeerapur | RDSS | Revamped Distribution Sector Scheme | 2024-08-05 | 2024-06-11 19:41 | 2026-08-31 |  | 19338231.19 | 25336177.36 | Approved | PROJECT FOR THE FEEDER 33kv Dhamaniya jogi substaion @AND FEEDER ID 48520 | PROJECT FOR THE FEEDER 33kv Dhamaniya jogi substaion @AND FEEDER ID 48520 NSS-Damaniya Jogi Substation-Agrawal Power | Na | Na |  | NSS-Damaniya Jogi Substation-Agrawal Power | 2705142 | 10 | RDCZ-Part-B-B6 | RDCZ-Part-B-B6 | 1.00 |  |  | 27930.98 | Supply | 15551269.44 | 19878028.76 | M-0501069 | RDCZ-Part-B-B6SupplyM-0501069 | H-Beams 152 X 152 mm., 37.1 Kg./Mtr.-9 mtr. Long= 333.9 kg | No | NO | 14 | 324869.58 | 416304.66
5028055 | 116561 | 4459 | 3 | 895 | 1100409 | Agrawal Power Pvt.Ltd. |  | 20-279-110600-26-00001 | 6 | 2026-04-02 17:06 | 48520 | Turnkey- C Rajgarh | O&M Dn Jeerapur | RDSS | Revamped Distribution Sector Scheme | 2024-08-05 | 2024-06-11 19:41 | 2026-08-31 |  | 19338231.19 | 25336177.36 | Approved | PROJECT FOR THE FEEDER 33kv Dhamaniya jogi substaion @AND FEEDER ID 48520 | PROJECT FOR THE FEEDER 33kv Dhamaniya jogi substaion @AND FEEDER ID 48520 NSS-Damaniya Jogi Substation-Agrawal Power | Na | Na |  | NSS-Damaniya Jogi Substation-Agrawal Power | 2705142 | 10 | RDCZ-Part-B-B6 | RDCZ-Part-B-B6 | 1.00 |  |  | 27930.98 | Labor | 15551269.44 | 19878028.76 | M-0501069 | RDCZ-Part-B-B6LaborM-0501069 | H-Beams 152 X 152 mm., 37.1 Kg./Mtr.-9 mtr. Long= 333.9 kg | No | NO | 14 | 27930.98 | 27930.98
5028055 | 116561 | 4459 | 3 | 895 | 1100410 | Agrawal Power Pvt.Ltd. |  | 20-279-110600-26-00001 | 6 | 2026-04-02 17:06 | 48520 | Turnkey- C Rajgarh | O&M Dn Jeerapur | RDSS | Revamped Distribution Sector Scheme | 2024-08-05 | 2024-06-11 19:41 | 2026-08-31 |  | 19338231.19 | 25336177.36 | Approved | PROJECT FOR THE FEEDER 33kv Dhamaniya jogi substaion @AND FEEDER ID 48520 | PROJECT FOR THE FEEDER 33kv Dhamaniya jogi substaion @AND FEEDER ID 48520 NSS-Damaniya Jogi Substation-Agrawal Power | Na | Na |  | NSS-Damaniya Jogi Substation-Agrawal Power | 2705142 | 10 | RDCZ-Part-B-B6 | RDCZ-Part-B-B6 | 1.00 |  |  | 7363.08 | Supply | 15551269.44 | 19878028.76 | M-0501074 | RDCZ-Part-B-B6SupplyM-0501074 | H-Beams 152 X 152 mm., 37.1 Kg./Mtr.-7 mtr. Long= 259.7 kg | Kg | KG | 4 | 72189.4 | 93871.93
5028055 | 116561 | 4459 | 3 | 895 | 1100411 | Agrawal Power Pvt.Ltd. |  | 20-279-110600-26-00001 | 6 | 2026-04-02 17:06 | 48520 | Turnkey- C Rajgarh | O&M Dn Jeerapur | RDSS | Revamped Distribution Sector Scheme | 2024-08-05 | 2024-06-11 19:41 | 2026-08-31 |  | 19338231.19 | 25336177.36 | Approved | PROJECT FOR THE FEEDER 33kv Dhamaniya jogi substaion @AND FEEDER ID 48520 | PROJECT FOR THE FEEDER 33kv Dhamaniya jogi substaion @AND FEEDER ID 48520 NSS-Damaniya Jogi Substation-Agrawal Power | Na | Na |  | NSS-Damaniya Jogi Substation-Agrawal Power | 2705142 | 10 | RDCZ-Part-B-B6 | RDCZ-Part-B-B6 | 1.00 |  |  | 7363.08 | Labor | 15551269.44 | 19878028.76 | M-0501074 | RDCZ-Part-B-B6LaborM-0501074 | H-Beams 152 X 152 mm., 37.1 Kg./Mtr.-7 mtr. Long= 259.7 kg | Kg | KG | 4 | 7363.08 | 7363.08
5028055 | 116561 | 4459 | 3 | 895 | 1100412 | Agrawal Power Pvt.Ltd. |  | 20-279-110600-26-00001 | 6 | 2026-04-02 17:06 | 48520 | Turnkey- C Rajgarh | O&M Dn Jeerapur | RDSS | Revamped Distribution Sector Scheme | 2024-08-05 | 2024-06-11 19:41 | 2026-08-31 |  | 19338231.19 | 25336177.36 | Approved | PROJECT FOR THE FEEDER 33kv Dhamaniya jogi substaion @AND FEEDER ID 48520 | PROJECT FOR THE FEEDER 33kv Dhamaniya jogi substaion @AND FEEDER ID 48520 NSS-Damaniya Jogi Substation-Agrawal Power | Na | Na |  | NSS-Damaniya Jogi Substation-Agrawal Power | 2705142 | 10 | RDCZ-Part-B-B6 | RDCZ-Part-B-B6 | 1.00 |  |  | 13285.72 | Supply | 15551269.44 | 19878028.76 | M-0501081 | RDCZ-Part-B-B6SupplyM-0501081 | R S joist 175x85mm 19.6kg/mtr 9.3 mtr long = 182.28 Kg | No | NO | 7 | 88913.93 | 120595.59
5028055 | 116561 | 4459 | 3 | 895 | 1100413 | Agrawal Power Pvt.Ltd. |  | 20-279-110600-26-00001 | 6 | 2026-04-02 17:06 | 48520 | Turnkey- C Rajgarh | O&M Dn Jeerapur | RDSS | Revamped Distribution Sector Scheme | 2024-08-05 | 2024-06-11 19:41 | 2026-08-31 |  | 19338231.19 | 25336177.36 | Approved | PROJECT FOR THE FEEDER 33kv Dhamaniya jogi substaion @AND FEEDER ID 48520 | PROJECT FOR THE FEEDER 33kv Dhamaniya jogi substaion @AND FEEDER ID 48520 NSS-Damaniya Jogi Substation-Agrawal Power | Na | Na |  | NSS-Damaniya Jogi Substation-Agrawal Power | 2705142 | 10 | RDCZ-Part-B-B6 | RDCZ-Part-B-B6 | 1.00 |  |  | 13285.72 | Labor | 15551269.44 | 19878028.76 | M-0501081 | RDCZ-Part-B-B6LaborM-0501081 | R S joist 175x85mm 19.6kg/mtr 9.3 mtr long = 182.28 Kg | No | NO | 7 | 13285.72 | 13285.72
5028055 | 116561 | 4459 | 3 | 895 | 1100414 | Agrawal Power Pvt.Ltd. |  | 20-279-110600-26-00001 | 6 | 2026-04-02 17:06 | 48520 | Turnkey- C Rajgarh | O&M Dn Jeerapur | RDSS | Revamped Distribution Sector Scheme | 2024-08-05 | 2024-06-11 19:41 | 2026-08-31 |  | 19338231.19 | 25336177.36 | Approved | PROJECT FOR THE FEEDER 33kv Dhamaniya jogi substaion @AND FEEDER ID 48520 | PROJECT FOR THE FEEDER 33kv Dhamaniya jogi substaion @AND FEEDER ID 48520 NSS-Damaniya Jogi Substation-Agrawal Power | Na | Na |  | NSS-Damaniya Jogi Substation-Agrawal Power | 2705142 | 10 | RDCZ-Part-B-B6 | RDCZ-Part-B-B6 | 1.00 |  |  | 0 | Supply | 15551269.44 | 19878028.76 | M-0502019 | RDCZ-Part-B-B6SupplyM-0502019 | Back Clamps for H-Beam of MS Flat 65x8mm (Each weight 1.92 Kg) | No | NO | 20 | 3193.8 | 3768.68
5028055 | 116561 | 4459 | 3 | 895 | 1100415 | Agrawal Power Pvt.Ltd. |  | 20-279-110600-26-00001 | 6 | 2026-04-02 17:06 | 48520 | Turnkey- C Rajgarh | O&M Dn Jeerapur | RDSS | Revamped Distribution Sector Scheme | 2024-08-05 | 2024-06-11 19:41 | 2026-08-31 |  | 19338231.19 | 25336177.36 | Approved | PROJECT FOR THE FEEDER 33kv Dhamaniya jogi substaion @AND FEEDER ID 48520 | PROJECT FOR THE FEEDER 33kv Dhamaniya jogi substaion @AND FEEDER ID 48520 NSS-Damaniya Jogi Substation-Agrawal Power | Na | Na |  | NSS-Damaniya Jogi Substation-Agrawal Power | 2705142 | 10 | RDCZ-Part-B-B6 | RDCZ-Part-B-B6 | 1.00 |  |  | 0 | Labor | 15551269.44 | 19878028.76 | M-0502019 | RDCZ-Part-B-B6LaborM-0502019 | Back Clamps for H-Beam of MS Flat 65x8mm (Each weight 1.92 Kg) | No | NO | 20 | 0 | 0
5028055 | 116561 | 4459 | 3 | 895 | 1100416 | Agrawal Power Pvt.Ltd. |  | 20-279-110600-26-00001 | 6 | 2026-04-02 17:06 | 48520 | Turnkey- C Rajgarh | O&M Dn Jeerapur | RDSS | Revamped Distribution Sector Scheme | 2024-08-05 | 2024-06-11 19:41 | 2026-08-31 |  | 19338231.19 | 25336177.36 | Approved | PROJECT FOR THE FEEDER 33kv Dhamaniya jogi substaion @AND FEEDER ID 48520 | PROJECT FOR THE FEEDER 33kv Dhamaniya jogi substaion @AND FEEDER ID 48520 NSS-Damaniya Jogi Substation-Agrawal Power | Na | Na |  | NSS-Damaniya Jogi Substation-Agrawal Power | 2705142 | 10 | RDCZ-Part-B-B6 | RDCZ-Part-B-B6 | 1.00 |  |  | 377.66 | Labor | 15551269.44 | 19878028.76 | M-0502055 | RDCZ-Part-B-B6LaborM-0502055 | 33 KV Top clamps 75x75x6 mm Angle | No | NUMBER | 0.0001 | .01 | .01
5028055 | 116561 | 4459 | 3 | 895 | 1100417 | Agrawal Power Pvt.Ltd. |  | 20-279-110600-26-00001 | 6 | 2026-04-02 17:06 | 48520 | Turnkey- C Rajgarh | O&M Dn Jeerapur | RDSS | Revamped Distribution Sector Scheme | 2024-08-05 | 2024-06-11 19:41 | 2026-08-31 |  | 19338231.19 | 25336177.36 | Approved | PROJECT FOR THE FEEDER 33kv Dhamaniya jogi substaion @AND FEEDER ID 48520 | PROJECT FOR THE FEEDER 33kv Dhamaniya jogi substaion @AND FEEDER ID 48520 NSS-Damaniya Jogi Substation-Agrawal Power | Na | Na |  | NSS-Damaniya Jogi Substation-Agrawal Power | 2705142 | 10 | RDCZ-Part-B-B6 | RDCZ-Part-B-B6 | 1.00 |  |  | 377.66 | Supply | 15551269.44 | 19878028.76 | M-0502055 | RDCZ-Part-B-B6SupplyM-0502055 | 33 KV Top clamps 75x75x6 mm Angle | No | NUMBER | 0.0001 | .03 | .05
5028055 | 116561 | 4459 | 3 | 895 | 1100418 | Agrawal Power Pvt.Ltd. |  | 20-279-110600-26-00001 | 6 | 2026-04-02 17:06 | 48520 | Turnkey- C Rajgarh | O&M Dn Jeerapur | RDSS | Revamped Distribution Sector Scheme | 2024-08-05 | 2024-06-11 19:41 | 2026-08-31 |  | 19338231.19 | 25336177.36 | Approved | PROJECT FOR THE FEEDER 33kv Dhamaniya jogi substaion @AND FEEDER ID 48520 | PROJECT FOR THE FEEDER 33kv Dhamaniya jogi substaion @AND FEEDER ID 48520 NSS-Damaniya Jogi Substation-Agrawal Power | Na | Na |  | NSS-Damaniya Jogi Substation-Agrawal Power | 2705142 | 10 | RDCZ-Part-B-B6 | RDCZ-Part-B-B6 | 1.00 |  |  | 4282.47 | Supply | 15551269.44 | 19878028.76 | M-0502060 | RDCZ-Part-B-B6SupplyM-0502060 | 11 KV Top clamp 65X65X6 mm. angle type | No | NO | 2 | 498.5 | 713
5028055 | 116561 | 4459 | 3 | 895 | 1100419 | Agrawal Power Pvt.Ltd. |  | 20-279-110600-26-00001 | 6 | 2026-04-02 17:06 | 48520 | Turnkey- C Rajgarh | O&M Dn Jeerapur | RDSS | Revamped Distribution Sector Scheme | 2024-08-05 | 2024-06-11 19:41 | 2026-08-31 |  | 19338231.19 | 25336177.36 | Approved | PROJECT FOR THE FEEDER 33kv Dhamaniya jogi substaion @AND FEEDER ID 48520 | PROJECT FOR THE FEEDER 33kv Dhamaniya jogi substaion @AND FEEDER ID 48520 NSS-Damaniya Jogi Substation-Agrawal Power | Na | Na |  | NSS-Damaniya Jogi Substation-Agrawal Power | 2705142 | 10 | RDCZ-Part-B-B6 | RDCZ-Part-B-B6 | 1.00 |  |  | 4282.47 | Labor | 15551269.44 | 19878028.76 | M-0502060 | RDCZ-Part-B-B6LaborM-0502060 | 11 KV Top clamp 65X65X6 mm. angle type | No | NO | 2 | 105.74 | 105.74
5028055 | 116561 | 4459 | 3 | 895 | 1100420 | Agrawal Power Pvt.Ltd. |  | 20-279-110600-26-00001 | 6 | 2026-04-02 17:06 | 48520 | Turnkey- C Rajgarh | O&M Dn Jeerapur | RDSS | Revamped Distribution Sector Scheme | 2024-08-05 | 2024-06-11 19:41 | 2026-08-31 |  | 19338231.19 | 25336177.36 | Approved | PROJECT FOR THE FEEDER 33kv Dhamaniya jogi substaion @AND FEEDER ID 48520 | PROJECT FOR THE FEEDER 33kv Dhamaniya jogi substaion @AND FEEDER ID 48520 NSS-Damaniya Jogi Substation-Agrawal Power | Na | Na |  | NSS-Damaniya Jogi Substation-Agrawal Power | 2705142 | 10 | RDCZ-Part-B-B6 | RDCZ-Part-B-B6 | 1.00 |  |  | 80562.32 | Supply | 15551269.44 | 19878028.76 | M-0502097 | RDCZ-Part-B-B6SupplyM-0502097 | D.C. Channel 100x50x6mm 4.8 mtrs center to center | No | NO | 68 | 281675.04 | 427440.08
5028055 | 116561 | 4459 | 3 | 895 | 1100421 | Agrawal Power Pvt.Ltd. |  | 20-279-110600-26-00001 | 6 | 2026-04-02 17:06 | 48520 | Turnkey- C Rajgarh | O&M Dn Jeerapur | RDSS | Revamped Distribution Sector Scheme | 2024-08-05 | 2024-06-11 19:41 | 2026-08-31 |  | 19338231.19 | 25336177.36 | Approved | PROJECT FOR THE FEEDER 33kv Dhamaniya jogi substaion @AND FEEDER ID 48520 | PROJECT FOR THE FEEDER 33kv Dhamaniya jogi substaion @AND FEEDER ID 48520 NSS-Damaniya Jogi Substation-Agrawal Power | Na | Na |  | NSS-Damaniya Jogi Substation-Agrawal Power | 2705142 | 10 | RDCZ-Part-B-B6 | RDCZ-Part-B-B6 | 1.00 |  |  | 80562.32 | Labor | 15551269.44 | 19878028.76 | M-0502097 | RDCZ-Part-B-B6LaborM-0502097 | D.C. Channel 100x50x6mm 4.8 mtrs center to center | No | NO | 68 | 80562.32 | 80562.32
5028055 | 116561 | 4459 | 3 | 895 | 1100422 | Agrawal Power Pvt.Ltd. |  | 20-279-110600-26-00001 | 6 | 2026-04-02 17:06 | 48520 | Turnkey- C Rajgarh | O&M Dn Jeerapur | RDSS | Revamped Distribution Sector Scheme | 2024-08-05 | 2024-06-11 19:41 | 2026-08-31 |  | 19338231.19 | 25336177.36 | Approved | PROJECT FOR THE FEEDER 33kv Dhamaniya jogi substaion @AND FEEDER ID 48520 | PROJECT FOR THE FEEDER 33kv Dhamaniya jogi substaion @AND FEEDER ID 48520 NSS-Damaniya Jogi Substation-Agrawal Power | Na | Na |  | NSS-Damaniya Jogi Substation-Agrawal Power | 2705142 | 10 | RDCZ-Part-B-B6 | RDCZ-Part-B-B6 | 1.00 |  |  | 45784.32 | Supply | 15551269.44 | 19878028.76 | M-0502104 | RDCZ-Part-B-B6SupplyM-0502104 | D.C. Cross-arms 8 ft centre to center (100x50x6mm) Channel | Set | SET | 11 | 51428.41 | 73066.37
5028055 | 116561 | 4459 | 3 | 895 | 1100423 | Agrawal Power Pvt.Ltd. |  | 20-279-110600-26-00001 | 6 | 2026-04-02 17:06 | 48520 | Turnkey- C Rajgarh | O&M Dn Jeerapur | RDSS | Revamped Distribution Sector Scheme | 2024-08-05 | 2024-06-11 19:41 | 2026-08-31 |  | 19338231.19 | 25336177.36 | Approved | PROJECT FOR THE FEEDER 33kv Dhamaniya jogi substaion @AND FEEDER ID 48520 | PROJECT FOR THE FEEDER 33kv Dhamaniya jogi substaion @AND FEEDER ID 48520 NSS-Damaniya Jogi Substation-Agrawal Power | Na | Na |  | NSS-Damaniya Jogi Substation-Agrawal Power | 2705142 | 10 | RDCZ-Part-B-B6 | RDCZ-Part-B-B6 | 1.00 |  |  | 45784.32 | Labor | 15551269.44 | 19878028.76 | M-0502104 | RDCZ-Part-B-B6LaborM-0502104 | D.C. Cross-arms 8 ft centre to center (100x50x6mm) Channel | Set | SET | 11 | 10492.24 | 10492.24
5028055 | 116561 | 4459 | 3 | 895 | 1100424 | Agrawal Power Pvt.Ltd. |  | 20-279-110600-26-00001 | 6 | 2026-04-02 17:06 | 48520 | Turnkey- C Rajgarh | O&M Dn Jeerapur | RDSS | Revamped Distribution Sector Scheme | 2024-08-05 | 2024-06-11 19:41 | 2026-08-31 |  | 19338231.19 | 25336177.36 | Approved | PROJECT FOR THE FEEDER 33kv Dhamaniya jogi substaion @AND FEEDER ID 48520 | PROJECT FOR THE FEEDER 33kv Dhamaniya jogi substaion @AND FEEDER ID 48520 NSS-Damaniya Jogi Substation-Agrawal Power | Na | Na |  | NSS-Damaniya Jogi Substation-Agrawal Power | 2705142 | 10 | RDCZ-Part-B-B6 | RDCZ-Part-B-B6 | 1.00 |  |  | 7205.59 | Supply | 15551269.44 | 19878028.76 | M-0502105 | RDCZ-Part-B-B6SupplyM-0502105 | D.C. Cross arms 5 ft centre to center (100x50x6 mm) Channel | Set | SET | 4 | 21614.52 | 30363.76
5028055 | 116561 | 4459 | 3 | 895 | 1100425 | Agrawal Power Pvt.Ltd. |  | 20-279-110600-26-00001 | 6 | 2026-04-02 17:06 | 48520 | Turnkey- C Rajgarh | O&M Dn Jeerapur | RDSS | Revamped Distribution Sector Scheme | 2024-08-05 | 2024-06-11 19:41 | 2026-08-31 |  | 19338231.19 | 25336177.36 | Approved | PROJECT FOR THE FEEDER 33kv Dhamaniya jogi substaion @AND FEEDER ID 48520 | PROJECT FOR THE FEEDER 33kv Dhamaniya jogi substaion @AND FEEDER ID 48520 NSS-Damaniya Jogi Substation-Agrawal Power | Na | Na |  | NSS-Damaniya Jogi Substation-Agrawal Power | 2705142 | 10 | RDCZ-Part-B-B6 | RDCZ-Part-B-B6 | 1.00 |  |  | 7205.59 | Labor | 15551269.44 | 19878028.76 | M-0502105 | RDCZ-Part-B-B6LaborM-0502105 | D.C. Cross arms 5 ft centre to center (100x50x6 mm) Channel | Set | SET | 4 | 4117.48 | 4117.48
5028055 | 116561 | 4459 | 3 | 895 | 1100426 | Agrawal Power Pvt.Ltd. |  | 20-279-110600-26-00001 | 6 | 2026-04-02 17:06 | 48520 | Turnkey- C Rajgarh | O&M Dn Jeerapur | RDSS | Revamped Distribution Sector Scheme | 2024-08-05 | 2024-06-11 19:41 | 2026-08-31 |  | 19338231.19 | 25336177.36 | Approved | PROJECT FOR THE FEEDER 33kv Dhamaniya jogi substaion @AND FEEDER ID 48520 | PROJECT FOR THE FEEDER 33kv Dhamaniya jogi substaion @AND FEEDER ID 48520 NSS-Damaniya Jogi Substation-Agrawal Power | Na | Na |  | NSS-Damaniya Jogi Substation-Agrawal Power | 2705142 | 10 | RDCZ-Part-B-B6 | RDCZ-Part-B-B6 | 1.00 |  |  | 0 | Supply | 15551269.44 | 19878028.76 | M-0502130 | RDCZ-Part-B-B6SupplyM-0502130 | Transformer clamping set 50X50 X6 mm Angle 460mm long | Set | SET | 1 | 1575.34 | 1858.9
5028055 | 116561 | 4459 | 3 | 895 | 1100427 | Agrawal Power Pvt.Ltd. |  | 20-279-110600-26-00001 | 6 | 2026-04-02 17:06 | 48520 | Turnkey- C Rajgarh | O&M Dn Jeerapur | RDSS | Revamped Distribution Sector Scheme | 2024-08-05 | 2024-06-11 19:41 | 2026-08-31 |  | 19338231.19 | 25336177.36 | Approved | PROJECT FOR THE FEEDER 33kv Dhamaniya jogi substaion @AND FEEDER ID 48520 | PROJECT FOR THE FEEDER 33kv Dhamaniya jogi substaion @AND FEEDER ID 48520 NSS-Damaniya Jogi Substation-Agrawal Power | Na | Na |  | NSS-Damaniya Jogi Substation-Agrawal Power | 2705142 | 10 | RDCZ-Part-B-B6 | RDCZ-Part-B-B6 | 1.00 |  |  | 0 | Labor | 15551269.44 | 19878028.76 | M-0502130 | RDCZ-Part-B-B6LaborM-0502130 | Transformer clamping set 50X50 X6 mm Angle 460mm long | Set | SET | 1 | 0 | 0
5028055 | 116561 | 4459 | 3 | 895 | 1100428 | Agrawal Power Pvt.Ltd. |  | 20-279-110600-26-00001 | 6 | 2026-04-02 17:06 | 48520 | Turnkey- C Rajgarh | O&M Dn Jeerapur | RDSS | Revamped Distribution Sector Scheme | 2024-08-05 | 2024-06-11 19:41 | 2026-08-31 |  | 19338231.19 | 25336177.36 | Approved | PROJECT FOR THE FEEDER 33kv Dhamaniya jogi substaion @AND FEEDER ID 48520 | PROJECT FOR THE FEEDER 33kv Dhamaniya jogi substaion @AND FEEDER ID 48520 NSS-Damaniya Jogi Substation-Agrawal Power | Na | Na |  | NSS-Damaniya Jogi Substation-Agrawal Power | 2705142 | 10 | RDCZ-Part-B-B6 | RDCZ-Part-B-B6 | 1.00 |  |  | 1371.41 | Supply | 15551269.44 | 19878028.76 | M-0502131 | RDCZ-Part-B-B6SupplyM-0502131 | Transformer mounting Channel (100X50x6 mm.) | Set | SET | 1 | 4368.87 | 6773.53
5028055 | 116561 | 4459 | 3 | 895 | 1100429 | Agrawal Power Pvt.Ltd. |  | 20-279-110600-26-00001 | 6 | 2026-04-02 17:06 | 48520 | Turnkey- C Rajgarh | O&M Dn Jeerapur | RDSS | Revamped Distribution Sector Scheme | 2024-08-05 | 2024-06-11 19:41 | 2026-08-31 |  | 19338231.19 | 25336177.36 | Approved | PROJECT FOR THE FEEDER 33kv Dhamaniya jogi substaion @AND FEEDER ID 48520 | PROJECT FOR THE FEEDER 33kv Dhamaniya jogi substaion @AND FEEDER ID 48520 NSS-Damaniya Jogi Substation-Agrawal Power | Na | Na |  | NSS-Damaniya Jogi Substation-Agrawal Power | 2705142 | 10 | RDCZ-Part-B-B6 | RDCZ-Part-B-B6 | 1.00 |  |  | 1371.41 | Labor | 15551269.44 | 19878028.76 | M-0502131 | RDCZ-Part-B-B6LaborM-0502131 | Transformer mounting Channel (100X50x6 mm.) | Set | SET | 1 | 1371.41 | 1371.41
5028055 | 116561 | 4459 | 3 | 895 | 1100430 | Agrawal Power Pvt.Ltd. |  | 20-279-110600-26-00001 | 6 | 2026-04-02 17:06 | 48520 | Turnkey- C Rajgarh | O&M Dn Jeerapur | RDSS | Revamped Distribution Sector Scheme | 2024-08-05 | 2024-06-11 19:41 | 2026-08-31 |  | 19338231.19 | 25336177.36 | Approved | PROJECT FOR THE FEEDER 33kv Dhamaniya jogi substaion @AND FEEDER ID 48520 | PROJECT FOR THE FEEDER 33kv Dhamaniya jogi substaion @AND FEEDER ID 48520 NSS-Damaniya Jogi Substation-Agrawal Power | Na | Na |  | NSS-Damaniya Jogi Substation-Agrawal Power | 2705142 | 10 | RDCZ-Part-B-B6 | RDCZ-Part-B-B6 | 1.00 |  |  | 2110.52 | Supply | 15551269.44 | 19878028.76 | M-0502210 | RDCZ-Part-B-B6SupplyM-0502210 | D.O.Mounting Channel 75x40x6mm | No | NO | 4 | 6430.84 | 10078.8
5028055 | 116561 | 4459 | 3 | 895 | 1100431 | Agrawal Power Pvt.Ltd. |  | 20-279-110600-26-00001 | 6 | 2026-04-02 17:06 | 48520 | Turnkey- C Rajgarh | O&M Dn Jeerapur | RDSS | Revamped Distribution Sector Scheme | 2024-08-05 | 2024-06-11 19:41 | 2026-08-31 |  | 19338231.19 | 25336177.36 | Approved | PROJECT FOR THE FEEDER 33kv Dhamaniya jogi substaion @AND FEEDER ID 48520 | PROJECT FOR THE FEEDER 33kv Dhamaniya jogi substaion @AND FEEDER ID 48520 NSS-Damaniya Jogi Substation-Agrawal Power | Na | Na |  | NSS-Damaniya Jogi Substation-Agrawal Power | 2705142 | 10 | RDCZ-Part-B-B6 | RDCZ-Part-B-B6 | 1.00 |  |  | 2110.52 | Labor | 15551269.44 | 19878028.76 | M-0502210 | RDCZ-Part-B-B6LaborM-0502210 | D.O.Mounting Channel 75x40x6mm | No | NO | 4 | 2110.52 | 2110.52
5028055 | 116561 | 4459 | 3 | 895 | 1100432 | Agrawal Power Pvt.Ltd. |  | 20-279-110600-26-00001 | 6 | 2026-04-02 17:06 | 48520 | Turnkey- C Rajgarh | O&M Dn Jeerapur | RDSS | Revamped Distribution Sector Scheme | 2024-08-05 | 2024-06-11 19:41 | 2026-08-31 |  | 19338231.19 | 25336177.36 | Approved | PROJECT FOR THE FEEDER 33kv Dhamaniya jogi substaion @AND FEEDER ID 48520 | PROJECT FOR THE FEEDER 33kv Dhamaniya jogi substaion @AND FEEDER ID 48520 NSS-Damaniya Jogi Substation-Agrawal Power | Na | Na |  | NSS-Damaniya Jogi Substation-Agrawal Power | 2705142 | 10 | RDCZ-Part-B-B6 | RDCZ-Part-B-B6 | 1.00 |  |  | 0 | Supply | 15551269.44 | 19878028.76 | M-0502222 | RDCZ-Part-B-B6SupplyM-0502222 | MS strain plate 65x8mm 250mm long | No | NO | 294 | 15861.3 | 18716.33
5028055 | 116561 | 4459 | 3 | 895 | 1100433 | Agrawal Power Pvt.Ltd. |  | 20-279-110600-26-00001 | 6 | 2026-04-02 17:06 | 48520 | Turnkey- C Rajgarh | O&M Dn Jeerapur | RDSS | Revamped Distribution Sector Scheme | 2024-08-05 | 2024-06-11 19:41 | 2026-08-31 |  | 19338231.19 | 25336177.36 | Approved | PROJECT FOR THE FEEDER 33kv Dhamaniya jogi substaion @AND FEEDER ID 48520 | PROJECT FOR THE FEEDER 33kv Dhamaniya jogi substaion @AND FEEDER ID 48520 NSS-Damaniya Jogi Substation-Agrawal Power | Na | Na |  | NSS-Damaniya Jogi Substation-Agrawal Power | 2705142 | 10 | RDCZ-Part-B-B6 | RDCZ-Part-B-B6 | 1.00 |  |  | 0 | Labor | 15551269.44 | 19878028.76 | M-0502222 | RDCZ-Part-B-B6LaborM-0502222 | MS strain plate 65x8mm 250mm long | No | NO | 294 | 0 | 0
5028055 | 116561 | 4459 | 3 | 895 | 1100434 | Agrawal Power Pvt.Ltd. |  | 20-279-110600-26-00001 | 6 | 2026-04-02 17:06 | 48520 | Turnkey- C Rajgarh | O&M Dn Jeerapur | RDSS | Revamped Distribution Sector Scheme | 2024-08-05 | 2024-06-11 19:41 | 2026-08-31 |  | 19338231.19 | 25336177.36 | Approved | PROJECT FOR THE FEEDER 33kv Dhamaniya jogi substaion @AND FEEDER ID 48520 | PROJECT FOR THE FEEDER 33kv Dhamaniya jogi substaion @AND FEEDER ID 48520 NSS-Damaniya Jogi Substation-Agrawal Power | Na | Na |  | NSS-Damaniya Jogi Substation-Agrawal Power | 2705142 | 10 | RDCZ-Part-B-B6 | RDCZ-Part-B-B6 | 1.00 |  |  | 55120.04 | Supply | 15551269.44 | 19878028.76 | M-0502230 | RDCZ-Part-B-B6SupplyM-0502230 | Stay set complete without Stay wire 16 mm. (Painted) | No | NO | 0.0001 | .05 | .13
5028055 | 116561 | 4459 | 3 | 895 | 1100435 | Agrawal Power Pvt.Ltd. |  | 20-279-110600-26-00001 | 6 | 2026-04-02 17:06 | 48520 | Turnkey- C Rajgarh | O&M Dn Jeerapur | RDSS | Revamped Distribution Sector Scheme | 2024-08-05 | 2024-06-11 19:41 | 2026-08-31 |  | 19338231.19 | 25336177.36 | Approved | PROJECT FOR THE FEEDER 33kv Dhamaniya jogi substaion @AND FEEDER ID 48520 | PROJECT FOR THE FEEDER 33kv Dhamaniya jogi substaion @AND FEEDER ID 48520 NSS-Damaniya Jogi Substation-Agrawal Power | Na | Na |  | NSS-Damaniya Jogi Substation-Agrawal Power | 2705142 | 10 | RDCZ-Part-B-B6 | RDCZ-Part-B-B6 | 1.00 |  |  | 55120.04 | Labor | 15551269.44 | 19878028.76 | M-0502230 | RDCZ-Part-B-B6LaborM-0502230 | Stay set complete without Stay wire 16 mm. (Painted) | No | NO | 0.0001 | .06 | .06
5028055 | 116561 | 4459 | 3 | 895 | 1100436 | Agrawal Power Pvt.Ltd. |  | 20-279-110600-26-00001 | 6 | 2026-04-02 17:06 | 48520 | Turnkey- C Rajgarh | O&M Dn Jeerapur | RDSS | Revamped Distribution Sector Scheme | 2024-08-05 | 2024-06-11 19:41 | 2026-08-31 |  | 19338231.19 | 25336177.36 | Approved | PROJECT FOR THE FEEDER 33kv Dhamaniya jogi substaion @AND FEEDER ID 48520 | PROJECT FOR THE FEEDER 33kv Dhamaniya jogi substaion @AND FEEDER ID 48520 NSS-Damaniya Jogi Substation-Agrawal Power | Na | Na |  | NSS-Damaniya Jogi Substation-Agrawal Power | 2705142 | 10 | RDCZ-Part-B-B6 | RDCZ-Part-B-B6 | 1.00 |  |  | 29949.75 | Supply | 15551269.44 | 19878028.76 | M-0502231 | RDCZ-Part-B-B6SupplyM-0502231 | Stay set 20 mm. complete without Stay wire (Painted) | No | NO | 0.0001 | .09 | .19
5028055 | 116561 | 4459 | 3 | 895 | 1100437 | Agrawal Power Pvt.Ltd. |  | 20-279-110600-26-00001 | 6 | 2026-04-02 17:06 | 48520 | Turnkey- C Rajgarh | O&M Dn Jeerapur | RDSS | Revamped Distribution Sector Scheme | 2024-08-05 | 2024-06-11 19:41 | 2026-08-31 |  | 19338231.19 | 25336177.36 | Approved | PROJECT FOR THE FEEDER 33kv Dhamaniya jogi substaion @AND FEEDER ID 48520 | PROJECT FOR THE FEEDER 33kv Dhamaniya jogi substaion @AND FEEDER ID 48520 NSS-Damaniya Jogi Substation-Agrawal Power | Na | Na |  | NSS-Damaniya Jogi Substation-Agrawal Power | 2705142 | 10 | RDCZ-Part-B-B6 | RDCZ-Part-B-B6 | 1.00 |  |  | 29949.75 | Labor | 15551269.44 | 19878028.76 | M-0502231 | RDCZ-Part-B-B6LaborM-0502231 | Stay set 20 mm. complete without Stay wire (Painted) | No | NO | 0.0001 | .07 | .07
5028055 | 116561 | 4459 | 3 | 895 | 1100438 | Agrawal Power Pvt.Ltd. |  | 20-279-110600-26-00001 | 6 | 2026-04-02 17:06 | 48520 | Turnkey- C Rajgarh | O&M Dn Jeerapur | RDSS | Revamped Distribution Sector Scheme | 2024-08-05 | 2024-06-11 19:41 | 2026-08-31 |  | 19338231.19 | 25336177.36 | Approved | PROJECT FOR THE FEEDER 33kv Dhamaniya jogi substaion @AND FEEDER ID 48520 | PROJECT FOR THE FEEDER 33kv Dhamaniya jogi substaion @AND FEEDER ID 48520 NSS-Damaniya Jogi Substation-Agrawal Power | Na | Na |  | NSS-Damaniya Jogi Substation-Agrawal Power | 2705142 | 10 | RDCZ-Part-B-B6 | RDCZ-Part-B-B6 | 1.00 |  |  | 0 | Supply | 15551269.44 | 19878028.76 | M-0502246 | RDCZ-Part-B-B6SupplyM-0502246 | Clamp A type 65x8mm of MS Flat for R.S. Joist(175x85mm) | PR | PAIRS | 2 | 940.88 | 1110.24
5028055 | 116561 | 4459 | 3 | 895 | 1100439 | Agrawal Power Pvt.Ltd. |  | 20-279-110600-26-00001 | 6 | 2026-04-02 17:06 | 48520 | Turnkey- C Rajgarh | O&M Dn Jeerapur | RDSS | Revamped Distribution Sector Scheme | 2024-08-05 | 2024-06-11 19:41 | 2026-08-31 |  | 19338231.19 | 25336177.36 | Approved | PROJECT FOR THE FEEDER 33kv Dhamaniya jogi substaion @AND FEEDER ID 48520 | PROJECT FOR THE FEEDER 33kv Dhamaniya jogi substaion @AND FEEDER ID 48520 NSS-Damaniya Jogi Substation-Agrawal Power | Na | Na |  | NSS-Damaniya Jogi Substation-Agrawal Power | 2705142 | 10 | RDCZ-Part-B-B6 | RDCZ-Part-B-B6 | 1.00 |  |  | 0 | Labor | 15551269.44 | 19878028.76 | M-0502246 | RDCZ-Part-B-B6LaborM-0502246 | Clamp A type 65x8mm of MS Flat for R.S. Joist(175x85mm) | PR | PAIRS | 2 | 0 | 0
5028055 | 116561 | 4459 | 3 | 895 | 1100440 | Agrawal Power Pvt.Ltd. |  | 20-279-110600-26-00001 | 6 | 2026-04-02 17:06 | 48520 | Turnkey- C Rajgarh | O&M Dn Jeerapur | RDSS | Revamped Distribution Sector Scheme | 2024-08-05 | 2024-06-11 19:41 | 2026-08-31 |  | 19338231.19 | 25336177.36 | Approved | PROJECT FOR THE FEEDER 33kv Dhamaniya jogi substaion @AND FEEDER ID 48520 | PROJECT FOR THE FEEDER 33kv Dhamaniya jogi substaion @AND FEEDER ID 48520 NSS-Damaniya Jogi Substation-Agrawal Power | Na | Na |  | NSS-Damaniya Jogi Substation-Agrawal Power | 2705142 | 10 | RDCZ-Part-B-B6 | RDCZ-Part-B-B6 | 1.00 |  |  | 0 | Supply | 15551269.44 | 19878028.76 | M-0502261 | RDCZ-Part-B-B6SupplyM-0502261 | Clamp 65X8 mm Flat of MS Flat for H-Beam ( Each weight 3.2 kg) | PR | PAIRS | 64 | 16987.52 | 20045.27
5028055 | 116561 | 4459 | 3 | 895 | 1100441 | Agrawal Power Pvt.Ltd. |  | 20-279-110600-26-00001 | 6 | 2026-04-02 17:06 | 48520 | Turnkey- C Rajgarh | O&M Dn Jeerapur | RDSS | Revamped Distribution Sector Scheme | 2024-08-05 | 2024-06-11 19:41 | 2026-08-31 |  | 19338231.19 | 25336177.36 | Approved | PROJECT FOR THE FEEDER 33kv Dhamaniya jogi substaion @AND FEEDER ID 48520 | PROJECT FOR THE FEEDER 33kv Dhamaniya jogi substaion @AND FEEDER ID 48520 NSS-Damaniya Jogi Substation-Agrawal Power | Na | Na |  | NSS-Damaniya Jogi Substation-Agrawal Power | 2705142 | 10 | RDCZ-Part-B-B6 | RDCZ-Part-B-B6 | 1.00 |  |  | 0 | Labor | 15551269.44 | 19878028.76 | M-0502261 | RDCZ-Part-B-B6LaborM-0502261 | Clamp 65X8 mm Flat of MS Flat for H-Beam ( Each weight 3.2 kg) | PR | PAIRS | 64 | 0 | 0
5028055 | 116561 | 4459 | 3 | 895 | 1100442 | Agrawal Power Pvt.Ltd. |  | 20-279-110600-26-00001 | 6 | 2026-04-02 17:06 | 48520 | Turnkey- C Rajgarh | O&M Dn Jeerapur | RDSS | Revamped Distribution Sector Scheme | 2024-08-05 | 2024-06-11 19:41 | 2026-08-31 |  | 19338231.19 | 25336177.36 | Approved | PROJECT FOR THE FEEDER 33kv Dhamaniya jogi substaion @AND FEEDER ID 48520 | PROJECT FOR THE FEEDER 33kv Dhamaniya jogi substaion @AND FEEDER ID 48520 NSS-Damaniya Jogi Substation-Agrawal Power | Na | Na |  | NSS-Damaniya Jogi Substation-Agrawal Power | 2705142 | 10 | RDCZ-Part-B-B6 | RDCZ-Part-B-B6 | 1.00 |  |  | 30881.1 | Supply | 15551269.44 | 19878028.76 | M-0502395 | RDCZ-Part-B-B6SupplyM-0502395 | Horizontal &amp; Cross Bracing set of MS angle of 50X50X6 mm for 8 ft (2.4 mtr ) centre DP | Set | SET | 5 | 26683.65 | 37559.99
5028055 | 116561 | 4459 | 3 | 895 | 1100443 | Agrawal Power Pvt.Ltd. |  | 20-279-110600-26-00001 | 6 | 2026-04-02 17:06 | 48520 | Turnkey- C Rajgarh | O&M Dn Jeerapur | RDSS | Revamped Distribution Sector Scheme | 2024-08-05 | 2024-06-11 19:41 | 2026-08-31 |  | 19338231.19 | 25336177.36 | Approved | PROJECT FOR THE FEEDER 33kv Dhamaniya jogi substaion @AND FEEDER ID 48520 | PROJECT FOR THE FEEDER 33kv Dhamaniya jogi substaion @AND FEEDER ID 48520 NSS-Damaniya Jogi Substation-Agrawal Power | Na | Na |  | NSS-Damaniya Jogi Substation-Agrawal Power | 2705142 | 10 | RDCZ-Part-B-B6 | RDCZ-Part-B-B6 | 1.00 |  |  | 30881.1 | Labor | 15551269.44 | 19878028.76 | M-0502395 | RDCZ-Part-B-B6LaborM-0502395 | Horizontal &amp; Cross Bracing set of MS angle of 50X50X6 mm for 8 ft (2.4 mtr ) centre DP | Set | SET | 5 | 5146.85 | 5146.85
5028055 | 116561 | 4459 | 3 | 895 | 1100444 | Agrawal Power Pvt.Ltd. |  | 20-279-110600-26-00001 | 6 | 2026-04-02 17:06 | 48520 | Turnkey- C Rajgarh | O&M Dn Jeerapur | RDSS | Revamped Distribution Sector Scheme | 2024-08-05 | 2024-06-11 19:41 | 2026-08-31 |  | 19338231.19 | 25336177.36 | Approved | PROJECT FOR THE FEEDER 33kv Dhamaniya jogi substaion @AND FEEDER ID 48520 | PROJECT FOR THE FEEDER 33kv Dhamaniya jogi substaion @AND FEEDER ID 48520 NSS-Damaniya Jogi Substation-Agrawal Power | Na | Na |  | NSS-Damaniya Jogi Substation-Agrawal Power | 2705142 | 10 | RDCZ-Part-B-B6 | RDCZ-Part-B-B6 | 1.00 |  |  | 3754.8 | Supply | 15551269.44 | 19878028.76 | M-0502429 | RDCZ-Part-B-B6SupplyM-0502429 | Danger Boards Enamelled 11 KV | Ea | EA | 1 | 72.29 | 122.22
5028055 | 116561 | 4459 | 3 | 895 | 1100445 | Agrawal Power Pvt.Ltd. |  | 20-279-110600-26-00001 | 6 | 2026-04-02 17:06 | 48520 | Turnkey- C Rajgarh | O&M Dn Jeerapur | RDSS | Revamped Distribution Sector Scheme | 2024-08-05 | 2024-06-11 19:41 | 2026-08-31 |  | 19338231.19 | 25336177.36 | Approved | PROJECT FOR THE FEEDER 33kv Dhamaniya jogi substaion @AND FEEDER ID 48520 | PROJECT FOR THE FEEDER 33kv Dhamaniya jogi substaion @AND FEEDER ID 48520 NSS-Damaniya Jogi Substation-Agrawal Power | Na | Na |  | NSS-Damaniya Jogi Substation-Agrawal Power | 2705142 | 10 | RDCZ-Part-B-B6 | RDCZ-Part-B-B6 | 1.00 |  |  | 3754.8 | Labor | 15551269.44 | 19878028.76 | M-0502429 | RDCZ-Part-B-B6LaborM-0502429 | Danger Boards Enamelled 11 KV | Ea | EA | 1 | 31.29 | 31.29
5028055 | 116561 | 4459 | 3 | 895 | 1100446 | Agrawal Power Pvt.Ltd. |  | 20-279-110600-26-00001 | 6 | 2026-04-02 17:06 | 48520 | Turnkey- C Rajgarh | O&M Dn Jeerapur | RDSS | Revamped Distribution Sector Scheme | 2024-08-05 | 2024-06-11 19:41 | 2026-08-31 |  | 19338231.19 | 25336177.36 | Approved | PROJECT FOR THE FEEDER 33kv Dhamaniya jogi substaion @AND FEEDER ID 48520 | PROJECT FOR THE FEEDER 33kv Dhamaniya jogi substaion @AND FEEDER ID 48520 NSS-Damaniya Jogi Substation-Agrawal Power | Na | Na |  | NSS-Damaniya Jogi Substation-Agrawal Power | 2705142 | 10 | RDCZ-Part-B-B6 | RDCZ-Part-B-B6 | 1.00 |  |  | 469.35 | Supply | 15551269.44 | 19878028.76 | M-0502430 | RDCZ-Part-B-B6SupplyM-0502430 | Danger Boards Enamelled 33 KV | No | NUMBER | 7 | 506.03 | 855.57
5028055 | 116561 | 4459 | 3 | 895 | 1100447 | Agrawal Power Pvt.Ltd. |  | 20-279-110600-26-00001 | 6 | 2026-04-02 17:06 | 48520 | Turnkey- C Rajgarh | O&M Dn Jeerapur | RDSS | Revamped Distribution Sector Scheme | 2024-08-05 | 2024-06-11 19:41 | 2026-08-31 |  | 19338231.19 | 25336177.36 | Approved | PROJECT FOR THE FEEDER 33kv Dhamaniya jogi substaion @AND FEEDER ID 48520 | PROJECT FOR THE FEEDER 33kv Dhamaniya jogi substaion @AND FEEDER ID 48520 NSS-Damaniya Jogi Substation-Agrawal Power | Na | Na |  | NSS-Damaniya Jogi Substation-Agrawal Power | 2705142 | 10 | RDCZ-Part-B-B6 | RDCZ-Part-B-B6 | 1.00 |  |  | 469.35 | Labor | 15551269.44 | 19878028.76 | M-0502430 | RDCZ-Part-B-B6LaborM-0502430 | Danger Boards Enamelled 33 KV | No | NUMBER | 7 | 219.03 | 219.03
5028055 | 116561 | 4459 | 3 | 895 | 1100448 | Agrawal Power Pvt.Ltd. |  | 20-279-110600-26-00001 | 6 | 2026-04-02 17:06 | 48520 | Turnkey- C Rajgarh | O&M Dn Jeerapur | RDSS | Revamped Distribution Sector Scheme | 2024-08-05 | 2024-06-11 19:41 | 2026-08-31 |  | 19338231.19 | 25336177.36 | Approved | PROJECT FOR THE FEEDER 33kv Dhamaniya jogi substaion @AND FEEDER ID 48520 | PROJECT FOR THE FEEDER 33kv Dhamaniya jogi substaion @AND FEEDER ID 48520 NSS-Damaniya Jogi Substation-Agrawal Power | Na | Na |  | NSS-Damaniya Jogi Substation-Agrawal Power | 2705142 | 10 | RDCZ-Part-B-B6 | RDCZ-Part-B-B6 | 1.00 |  |  | 31647.07 | Labor | 15551269.44 | 19878028.76 | M-0502478 | RDCZ-Part-B-B6LaborM-0502478 | Erection of Plinth per VCB- 33KV or 11KV | No | NO | 7 | 31647.07 | 31647.07
5028055 | 116561 | 4459 | 3 | 895 | 1100449 | Agrawal Power Pvt.Ltd. |  | 20-279-110600-26-00001 | 6 | 2026-04-02 17:06 | 48520 | Turnkey- C Rajgarh | O&M Dn Jeerapur | RDSS | Revamped Distribution Sector Scheme | 2024-08-05 | 2024-06-11 19:41 | 2026-08-31 |  | 19338231.19 | 25336177.36 | Approved | PROJECT FOR THE FEEDER 33kv Dhamaniya jogi substaion @AND FEEDER ID 48520 | PROJECT FOR THE FEEDER 33kv Dhamaniya jogi substaion @AND FEEDER ID 48520 NSS-Damaniya Jogi Substation-Agrawal Power | Na | Na |  | NSS-Damaniya Jogi Substation-Agrawal Power | 2705142 | 10 | RDCZ-Part-B-B6 | RDCZ-Part-B-B6 | 1.00 |  |  | 31647.07 | Supply | 15551269.44 | 19878028.76 | M-0502478 | RDCZ-Part-B-B6SupplyM-0502478 | Erection of Plinth per VCB- 33KV or 11KV | No | NO | 7 | 0 | 37343.54
5028055 | 116561 | 4459 | 3 | 895 | 1100450 | Agrawal Power Pvt.Ltd. |  | 20-279-110600-26-00001 | 6 | 2026-04-02 17:06 | 48520 | Turnkey- C Rajgarh | O&M Dn Jeerapur | RDSS | Revamped Distribution Sector Scheme | 2024-08-05 | 2024-06-11 19:41 | 2026-08-31 |  | 19338231.19 | 25336177.36 | Approved | PROJECT FOR THE FEEDER 33kv Dhamaniya jogi substaion @AND FEEDER ID 48520 | PROJECT FOR THE FEEDER 33kv Dhamaniya jogi substaion @AND FEEDER ID 48520 NSS-Damaniya Jogi Substation-Agrawal Power | Na | Na |  | NSS-Damaniya Jogi Substation-Agrawal Power | 2705142 | 10 | RDCZ-Part-B-B6 | RDCZ-Part-B-B6 | 1.00 |  |  | 38368.98 | Supply | 15551269.44 | 19878028.76 | M-0503139 | RDCZ-Part-B-B6SupplyM-0503139 | Galvanized Iron (GI) Flat 50X6 MM | Kg | KG | 2223 | 172704.87 | 249067.14
5028055 | 116561 | 4459 | 3 | 895 | 1100451 | Agrawal Power Pvt.Ltd. |  | 20-279-110600-26-00001 | 6 | 2026-04-02 17:06 | 48520 | Turnkey- C Rajgarh | O&M Dn Jeerapur | RDSS | Revamped Distribution Sector Scheme | 2024-08-05 | 2024-06-11 19:41 | 2026-08-31 |  | 19338231.19 | 25336177.36 | Approved | PROJECT FOR THE FEEDER 33kv Dhamaniya jogi substaion @AND FEEDER ID 48520 | PROJECT FOR THE FEEDER 33kv Dhamaniya jogi substaion @AND FEEDER ID 48520 NSS-Damaniya Jogi Substation-Agrawal Power | Na | Na |  | NSS-Damaniya Jogi Substation-Agrawal Power | 2705142 | 10 | RDCZ-Part-B-B6 | RDCZ-Part-B-B6 | 1.00 |  |  | 38368.98 | Labor | 15551269.44 | 19878028.76 | M-0503139 | RDCZ-Part-B-B6LaborM-0503139 | Galvanized Iron (GI) Flat 50X6 MM | Kg | KG | 2223 | 38368.98 | 38368.98
5028055 | 116561 | 4459 | 3 | 895 | 1100452 | Agrawal Power Pvt.Ltd. |  | 20-279-110600-26-00001 | 6 | 2026-04-02 17:06 | 48520 | Turnkey- C Rajgarh | O&M Dn Jeerapur | RDSS | Revamped Distribution Sector Scheme | 2024-08-05 | 2024-06-11 19:41 | 2026-08-31 |  | 19338231.19 | 25336177.36 | Approved | PROJECT FOR THE FEEDER 33kv Dhamaniya jogi substaion @AND FEEDER ID 48520 | PROJECT FOR THE FEEDER 33kv Dhamaniya jogi substaion @AND FEEDER ID 48520 NSS-Damaniya Jogi Substation-Agrawal Power | Na | Na |  | NSS-Damaniya Jogi Substation-Agrawal Power | 2705142 | 10 | RDCZ-Part-B-B6 | RDCZ-Part-B-B6 | 1.00 |  |  | 2890.47 | Supply | 15551269.44 | 19878028.76 | M-0602001 | RDCZ-Part-B-B6SupplyM-0602001 | 33 KV Pin Insulator Polymer Composite (10 KN) | No | NUMBER | 30 | 12786.3 | 16882.97
5028055 | 116561 | 4459 | 3 | 895 | 1100453 | Agrawal Power Pvt.Ltd. |  | 20-279-110600-26-00001 | 6 | 2026-04-02 17:06 | 48520 | Turnkey- C Rajgarh | O&M Dn Jeerapur | RDSS | Revamped Distribution Sector Scheme | 2024-08-05 | 2024-06-11 19:41 | 2026-08-31 |  | 19338231.19 | 25336177.36 | Approved | PROJECT FOR THE FEEDER 33kv Dhamaniya jogi substaion @AND FEEDER ID 48520 | PROJECT FOR THE FEEDER 33kv Dhamaniya jogi substaion @AND FEEDER ID 48520 NSS-Damaniya Jogi Substation-Agrawal Power | Na | Na |  | NSS-Damaniya Jogi Substation-Agrawal Power | 2705142 | 10 | RDCZ-Part-B-B6 | RDCZ-Part-B-B6 | 1.00 |  |  | 2890.47 | Labor | 15551269.44 | 19878028.76 | M-0602001 | RDCZ-Part-B-B6LaborM-0602001 | 33 KV Pin Insulator Polymer Composite (10 KN) | No | NUMBER | 30 | 1521.3 | 1521.3
5028055 | 116561 | 4459 | 3 | 895 | 1100454 | Agrawal Power Pvt.Ltd. |  | 20-279-110600-26-00001 | 6 | 2026-04-02 17:06 | 48520 | Turnkey- C Rajgarh | O&M Dn Jeerapur | RDSS | Revamped Distribution Sector Scheme | 2024-08-05 | 2024-06-11 19:41 | 2026-08-31 |  | 19338231.19 | 25336177.36 | Approved | PROJECT FOR THE FEEDER 33kv Dhamaniya jogi substaion @AND FEEDER ID 48520 | PROJECT FOR THE FEEDER 33kv Dhamaniya jogi substaion @AND FEEDER ID 48520 NSS-Damaniya Jogi Substation-Agrawal Power | Na | Na |  | NSS-Damaniya Jogi Substation-Agrawal Power | 2705142 | 10 | RDCZ-Part-B-B6 | RDCZ-Part-B-B6 | 1.00 |  |  | 13758.75 | Supply | 15551269.44 | 19878028.76 | M-0602002 | RDCZ-Part-B-B6SupplyM-0602002 | 11 KV Pin Insulator Polymer Composit (5 KN) | No | NO | 9 | 1408.14 | 2051.25
5028055 | 116561 | 4459 | 3 | 895 | 1100455 | Agrawal Power Pvt.Ltd. |  | 20-279-110600-26-00001 | 6 | 2026-04-02 17:06 | 48520 | Turnkey- C Rajgarh | O&M Dn Jeerapur | RDSS | Revamped Distribution Sector Scheme | 2024-08-05 | 2024-06-11 19:41 | 2026-08-31 |  | 19338231.19 | 25336177.36 | Approved | PROJECT FOR THE FEEDER 33kv Dhamaniya jogi substaion @AND FEEDER ID 48520 | PROJECT FOR THE FEEDER 33kv Dhamaniya jogi substaion @AND FEEDER ID 48520 NSS-Damaniya Jogi Substation-Agrawal Power | Na | Na |  | NSS-Damaniya Jogi Substation-Agrawal Power | 2705142 | 10 | RDCZ-Part-B-B6 | RDCZ-Part-B-B6 | 1.00 |  |  | 13758.75 | Labor | 15551269.44 | 19878028.76 | M-0602002 | RDCZ-Part-B-B6LaborM-0602002 | 11 KV Pin Insulator Polymer Composit (5 KN) | No | NO | 9 | 330.21 | 330.21
5028055 | 116561 | 4459 | 3 | 895 | 1100456 | Agrawal Power Pvt.Ltd. |  | 20-279-110600-26-00001 | 6 | 2026-04-02 17:06 | 48520 | Turnkey- C Rajgarh | O&M Dn Jeerapur | RDSS | Revamped Distribution Sector Scheme | 2024-08-05 | 2024-06-11 19:41 | 2026-08-31 |  | 19338231.19 | 25336177.36 | Approved | PROJECT FOR THE FEEDER 33kv Dhamaniya jogi substaion @AND FEEDER ID 48520 | PROJECT FOR THE FEEDER 33kv Dhamaniya jogi substaion @AND FEEDER ID 48520 NSS-Damaniya Jogi Substation-Agrawal Power | Na | Na |  | NSS-Damaniya Jogi Substation-Agrawal Power | 2705142 | 10 | RDCZ-Part-B-B6 | RDCZ-Part-B-B6 | 1.00 |  |  | 29220.93 | Supply | 15551269.44 | 19878028.76 | M-0602005 | RDCZ-Part-B-B6SupplyM-0602005 | 33 KV (45KN) Composite Polymer Disc Insulators | Ea | EA | 159 | 37571.7 | 75308.79
5028055 | 116561 | 4459 | 3 | 895 | 1100457 | Agrawal Power Pvt.Ltd. |  | 20-279-110600-26-00001 | 6 | 2026-04-02 17:06 | 48520 | Turnkey- C Rajgarh | O&M Dn Jeerapur | RDSS | Revamped Distribution Sector Scheme | 2024-08-05 | 2024-06-11 19:41 | 2026-08-31 |  | 19338231.19 | 25336177.36 | Approved | PROJECT FOR THE FEEDER 33kv Dhamaniya jogi substaion @AND FEEDER ID 48520 | PROJECT FOR THE FEEDER 33kv Dhamaniya jogi substaion @AND FEEDER ID 48520 NSS-Damaniya Jogi Substation-Agrawal Power | Na | Na |  | NSS-Damaniya Jogi Substation-Agrawal Power | 2705142 | 10 | RDCZ-Part-B-B6 | RDCZ-Part-B-B6 | 1.00 |  |  | 29220.93 | Labor | 15551269.44 | 19878028.76 | M-0602005 | RDCZ-Part-B-B6LaborM-0602005 | 33 KV (45KN) Composite Polymer Disc Insulators | Ea | EA | 159 | 26249.31 | 26249.31
5028055 | 116561 | 4459 | 3 | 895 | 1100458 | Agrawal Power Pvt.Ltd. |  | 20-279-110600-26-00001 | 6 | 2026-04-02 17:06 | 48520 | Turnkey- C Rajgarh | O&M Dn Jeerapur | RDSS | Revamped Distribution Sector Scheme | 2024-08-05 | 2024-06-11 19:41 | 2026-08-31 |  | 19338231.19 | 25336177.36 | Approved | PROJECT FOR THE FEEDER 33kv Dhamaniya jogi substaion @AND FEEDER ID 48520 | PROJECT FOR THE FEEDER 33kv Dhamaniya jogi substaion @AND FEEDER ID 48520 NSS-Damaniya Jogi Substation-Agrawal Power | Na | Na |  | NSS-Damaniya Jogi Substation-Agrawal Power | 2705142 | 10 | RDCZ-Part-B-B6 | RDCZ-Part-B-B6 | 1.00 |  |  | 28549.5 | Supply | 15551269.44 | 19878028.76 | M-0602007 | RDCZ-Part-B-B6SupplyM-0602007 | 11 KV(45KN) Composite Polymer Disc Insulators | Ea | EA | 24 | 3521.76 | 8005.78
5028055 | 116561 | 4459 | 3 | 895 | 1100459 | Agrawal Power Pvt.Ltd. |  | 20-279-110600-26-00001 | 6 | 2026-04-02 17:06 | 48520 | Turnkey- C Rajgarh | O&M Dn Jeerapur | RDSS | Revamped Distribution Sector Scheme | 2024-08-05 | 2024-06-11 19:41 | 2026-08-31 |  | 19338231.19 | 25336177.36 | Approved | PROJECT FOR THE FEEDER 33kv Dhamaniya jogi substaion @AND FEEDER ID 48520 | PROJECT FOR THE FEEDER 33kv Dhamaniya jogi substaion @AND FEEDER ID 48520 NSS-Damaniya Jogi Substation-Agrawal Power | Na | Na |  | NSS-Damaniya Jogi Substation-Agrawal Power | 2705142 | 10 | RDCZ-Part-B-B6 | RDCZ-Part-B-B6 | 1.00 |  |  | 28549.5 | Labor | 15551269.44 | 19878028.76 | M-0602007 | RDCZ-Part-B-B6LaborM-0602007 | 11 KV(45KN) Composite Polymer Disc Insulators | Ea | EA | 24 | 3262.8 | 3262.8
5028055 | 116561 | 4459 | 3 | 895 | 1100460 | Agrawal Power Pvt.Ltd. |  | 20-279-110600-26-00001 | 6 | 2026-04-02 17:06 | 48520 | Turnkey- C Rajgarh | O&M Dn Jeerapur | RDSS | Revamped Distribution Sector Scheme | 2024-08-05 | 2024-06-11 19:41 | 2026-08-31 |  | 19338231.19 | 25336177.36 | Approved | PROJECT FOR THE FEEDER 33kv Dhamaniya jogi substaion @AND FEEDER ID 48520 | PROJECT FOR THE FEEDER 33kv Dhamaniya jogi substaion @AND FEEDER ID 48520 NSS-Damaniya Jogi Substation-Agrawal Power | Na | Na |  | NSS-Damaniya Jogi Substation-Agrawal Power | 2705142 | 10 | RDCZ-Part-B-B6 | RDCZ-Part-B-B6 | 1.00 |  |  | 4316 | Supply | 15551269.44 | 19878028.76 | M-0909112 | RDCZ-Part-B-B6SupplyM-0909112 | Multi function transducers (5 Amp, 110 V with RS485 Modbus communication protocol | No | NO | 8 | 107485.68 | 131925.98
5028055 | 116561 | 4459 | 3 | 895 | 1100461 | Agrawal Power Pvt.Ltd. |  | 20-279-110600-26-00001 | 6 | 2026-04-02 17:06 | 48520 | Turnkey- C Rajgarh | O&M Dn Jeerapur | RDSS | Revamped Distribution Sector Scheme | 2024-08-05 | 2024-06-11 19:41 | 2026-08-31 |  | 19338231.19 | 25336177.36 | Approved | PROJECT FOR THE FEEDER 33kv Dhamaniya jogi substaion @AND FEEDER ID 48520 | PROJECT FOR THE FEEDER 33kv Dhamaniya jogi substaion @AND FEEDER ID 48520 NSS-Damaniya Jogi Substation-Agrawal Power | Na | Na |  | NSS-Damaniya Jogi Substation-Agrawal Power | 2705142 | 10 | RDCZ-Part-B-B6 | RDCZ-Part-B-B6 | 1.00 |  |  | 4316 | Labor | 15551269.44 | 19878028.76 | M-0909112 | RDCZ-Part-B-B6LaborM-0909112 | Multi function transducers (5 Amp, 110 V with RS485 Modbus communication protocol | No | NO | 8 | 4316 | 4316
5028055 | 116561 | 4459 | 3 | 895 | 1100462 | Agrawal Power Pvt.Ltd. |  | 20-279-110600-26-00001 | 6 | 2026-04-02 17:06 | 48520 | Turnkey- C Rajgarh | O&M Dn Jeerapur | RDSS | Revamped Distribution Sector Scheme | 2024-08-05 | 2024-06-11 19:41 | 2026-08-31 |  | 19338231.19 | 25336177.36 | Approved | PROJECT FOR THE FEEDER 33kv Dhamaniya jogi substaion @AND FEEDER ID 48520 | PROJECT FOR THE FEEDER 33kv Dhamaniya jogi substaion @AND FEEDER ID 48520 NSS-Damaniya Jogi Substation-Agrawal Power | Na | Na |  | NSS-Damaniya Jogi Substation-Agrawal Power | 2705142 | 10 | RDCZ-Part-B-B6 | RDCZ-Part-B-B6 | 1.00 |  |  | 323.5 | Supply | 15551269.44 | 19878028.76 | M-0909114 | RDCZ-Part-B-B6SupplyM-0909114 | CAT 6 CABLE | m | M | 50 | 3183 | 4137.67
5028055 | 116561 | 4459 | 3 | 895 | 1100463 | Agrawal Power Pvt.Ltd. |  | 20-279-110600-26-00001 | 6 | 2026-04-02 17:06 | 48520 | Turnkey- C Rajgarh | O&M Dn Jeerapur | RDSS | Revamped Distribution Sector Scheme | 2024-08-05 | 2024-06-11 19:41 | 2026-08-31 |  | 19338231.19 | 25336177.36 | Approved | PROJECT FOR THE FEEDER 33kv Dhamaniya jogi substaion @AND FEEDER ID 48520 | PROJECT FOR THE FEEDER 33kv Dhamaniya jogi substaion @AND FEEDER ID 48520 NSS-Damaniya Jogi Substation-Agrawal Power | Na | Na |  | NSS-Damaniya Jogi Substation-Agrawal Power | 2705142 | 10 | RDCZ-Part-B-B6 | RDCZ-Part-B-B6 | 1.00 |  |  | 323.5 | Labor | 15551269.44 | 19878028.76 | M-0909114 | RDCZ-Part-B-B6LaborM-0909114 | CAT 6 CABLE | m | M | 50 | 323.5 | 323.5
5028055 | 116561 | 4459 | 3 | 895 | 1100464 | Agrawal Power Pvt.Ltd. |  | 20-279-110600-26-00001 | 6 | 2026-04-02 17:06 | 48520 | Turnkey- C Rajgarh | O&M Dn Jeerapur | RDSS | Revamped Distribution Sector Scheme | 2024-08-05 | 2024-06-11 19:41 | 2026-08-31 |  | 19338231.19 | 25336177.36 | Approved | PROJECT FOR THE FEEDER 33kv Dhamaniya jogi substaion @AND FEEDER ID 48520 | PROJECT FOR THE FEEDER 33kv Dhamaniya jogi substaion @AND FEEDER ID 48520 NSS-Damaniya Jogi Substation-Agrawal Power | Na | Na |  | NSS-Damaniya Jogi Substation-Agrawal Power | 2705142 | 10 | RDCZ-Part-B-B6 | RDCZ-Part-B-B6 | 1.00 |  |  | 172.64 | Supply | 15551269.44 | 19878028.76 | M-0909116 | RDCZ-Part-B-B6SupplyM-0909116 | DC voltage transducer | No | NO | 1 | 1727.48 | 2242.14
5028055 | 116561 | 4459 | 3 | 895 | 1100465 | Agrawal Power Pvt.Ltd. |  | 20-279-110600-26-00001 | 6 | 2026-04-02 17:06 | 48520 | Turnkey- C Rajgarh | O&M Dn Jeerapur | RDSS | Revamped Distribution Sector Scheme | 2024-08-05 | 2024-06-11 19:41 | 2026-08-31 |  | 19338231.19 | 25336177.36 | Approved | PROJECT FOR THE FEEDER 33kv Dhamaniya jogi substaion @AND FEEDER ID 48520 | PROJECT FOR THE FEEDER 33kv Dhamaniya jogi substaion @AND FEEDER ID 48520 NSS-Damaniya Jogi Substation-Agrawal Power | Na | Na |  | NSS-Damaniya Jogi Substation-Agrawal Power | 2705142 | 10 | RDCZ-Part-B-B6 | RDCZ-Part-B-B6 | 1.00 |  |  | 172.64 | Labor | 15551269.44 | 19878028.76 | M-0909116 | RDCZ-Part-B-B6LaborM-0909116 | DC voltage transducer | No | NO | 1 | 172.64 | 172.64
5028055 | 116561 | 4459 | 3 | 895 | 1100466 | Agrawal Power Pvt.Ltd. |  | 20-279-110600-26-00001 | 6 | 2026-04-02 17:06 | 48520 | Turnkey- C Rajgarh | O&M Dn Jeerapur | RDSS | Revamped Distribution Sector Scheme | 2024-08-05 | 2024-06-11 19:41 | 2026-08-31 |  | 19338231.19 | 25336177.36 | Approved | PROJECT FOR THE FEEDER 33kv Dhamaniya jogi substaion @AND FEEDER ID 48520 | PROJECT FOR THE FEEDER 33kv Dhamaniya jogi substaion @AND FEEDER ID 48520 NSS-Damaniya Jogi Substation-Agrawal Power | Na | Na |  | NSS-Damaniya Jogi Substation-Agrawal Power | 2705142 | 10 | RDCZ-Part-B-B6 | RDCZ-Part-B-B6 | 1.00 |  |  | 0 | Supply | 15551269.44 | 19878028.76 | M-1001014 | RDCZ-Part-B-B6SupplyM-1001014 | FIRE FIGHTING EQUIPMENT CO2 TYPE 5KG | No | NO | 1 | 22281.35 | 26291.99
5028055 | 116561 | 4459 | 3 | 895 | 1100467 | Agrawal Power Pvt.Ltd. |  | 20-279-110600-26-00001 | 6 | 2026-04-02 17:06 | 48520 | Turnkey- C Rajgarh | O&M Dn Jeerapur | RDSS | Revamped Distribution Sector Scheme | 2024-08-05 | 2024-06-11 19:41 | 2026-08-31 |  | 19338231.19 | 25336177.36 | Approved | PROJECT FOR THE FEEDER 33kv Dhamaniya jogi substaion @AND FEEDER ID 48520 | PROJECT FOR THE FEEDER 33kv Dhamaniya jogi substaion @AND FEEDER ID 48520 NSS-Damaniya Jogi Substation-Agrawal Power | Na | Na |  | NSS-Damaniya Jogi Substation-Agrawal Power | 2705142 | 10 | RDCZ-Part-B-B6 | RDCZ-Part-B-B6 | 1.00 |  |  | 0 | Labor | 15551269.44 | 19878028.76 | M-1001014 | RDCZ-Part-B-B6LaborM-1001014 | FIRE FIGHTING EQUIPMENT CO2 TYPE 5KG | No | NO | 1 | 0 | 0
5028055 | 116561 | 4459 | 3 | 895 | 1100468 | Agrawal Power Pvt.Ltd. |  | 20-279-110600-26-00001 | 6 | 2026-04-02 17:06 | 48520 | Turnkey- C Rajgarh | O&M Dn Jeerapur | RDSS | Revamped Distribution Sector Scheme | 2024-08-05 | 2024-06-11 19:41 | 2026-08-31 |  | 19338231.19 | 25336177.36 | Approved | PROJECT FOR THE FEEDER 33kv Dhamaniya jogi substaion @AND FEEDER ID 48520 | PROJECT FOR THE FEEDER 33kv Dhamaniya jogi substaion @AND FEEDER ID 48520 NSS-Damaniya Jogi Substation-Agrawal Power | Na | Na |  | NSS-Damaniya Jogi Substation-Agrawal Power | 2705142 | 10 | RDCZ-Part-B-B6 | RDCZ-Part-B-B6 | 1.00 |  |  | 34959.63 | Labor | 15551269.44 | 19878028.76 | M-1214001 | RDCZ-Part-B-B6LaborM-1214001 | Red oxide paint | l | L | 70 | 20393.1 | 20393.1
5028055 | 116561 | 4459 | 3 | 895 | 1100469 | Agrawal Power Pvt.Ltd. |  | 20-279-110600-26-00001 | 6 | 2026-04-02 17:06 | 48520 | Turnkey- C Rajgarh | O&M Dn Jeerapur | RDSS | Revamped Distribution Sector Scheme | 2024-08-05 | 2024-06-11 19:41 | 2026-08-31 |  | 19338231.19 | 25336177.36 | Approved | PROJECT FOR THE FEEDER 33kv Dhamaniya jogi substaion @AND FEEDER ID 48520 | PROJECT FOR THE FEEDER 33kv Dhamaniya jogi substaion @AND FEEDER ID 48520 NSS-Damaniya Jogi Substation-Agrawal Power | Na | Na |  | NSS-Damaniya Jogi Substation-Agrawal Power | 2705142 | 10 | RDCZ-Part-B-B6 | RDCZ-Part-B-B6 | 1.00 |  |  | 34959.63 | Supply | 15551269.44 | 19878028.76 | M-1214001 | RDCZ-Part-B-B6SupplyM-1214001 | Red oxide paint | l | L | 70 | 6797.7 | 32085.14
5028055 | 116561 | 4459 | 3 | 895 | 1100470 | Agrawal Power Pvt.Ltd. |  | 20-279-110600-26-00001 | 6 | 2026-04-02 17:06 | 48520 | Turnkey- C Rajgarh | O&M Dn Jeerapur | RDSS | Revamped Distribution Sector Scheme | 2024-08-05 | 2024-06-11 19:41 | 2026-08-31 |  | 19338231.19 | 25336177.36 | Approved | PROJECT FOR THE FEEDER 33kv Dhamaniya jogi substaion @AND FEEDER ID 48520 | PROJECT FOR THE FEEDER 33kv Dhamaniya jogi substaion @AND FEEDER ID 48520 NSS-Damaniya Jogi Substation-Agrawal Power | Na | Na |  | NSS-Damaniya Jogi Substation-Agrawal Power | 2705142 | 10 | RDCZ-Part-B-B6 | RDCZ-Part-B-B6 | 1.00 |  |  | 24860.42 | Supply | 15551269.44 | 19878028.76 | M-1214002 | RDCZ-Part-B-B6SupplyM-1214002 | Aluminium paint | l | L | 70 | 14426.3 | 34135.28
5028055 | 116561 | 4459 | 3 | 895 | 1100471 | Agrawal Power Pvt.Ltd. |  | 20-279-110600-26-00001 | 6 | 2026-04-02 17:06 | 48520 | Turnkey- C Rajgarh | O&M Dn Jeerapur | RDSS | Revamped Distribution Sector Scheme | 2024-08-05 | 2024-06-11 19:41 | 2026-08-31 |  | 19338231.19 | 25336177.36 | Approved | PROJECT FOR THE FEEDER 33kv Dhamaniya jogi substaion @AND FEEDER ID 48520 | PROJECT FOR THE FEEDER 33kv Dhamaniya jogi substaion @AND FEEDER ID 48520 NSS-Damaniya Jogi Substation-Agrawal Power | Na | Na |  | NSS-Damaniya Jogi Substation-Agrawal Power | 2705142 | 10 | RDCZ-Part-B-B6 | RDCZ-Part-B-B6 | 1.00 |  |  | 24860.42 | Labor | 15551269.44 | 19878028.76 | M-1214002 | RDCZ-Part-B-B6LaborM-1214002 | Aluminium paint | l | L | 70 | 14501.9 | 14501.9
5028055 | 116561 | 4459 | 3 | 895 | 1100472 | Agrawal Power Pvt.Ltd. |  | 20-279-110600-26-00001 | 6 | 2026-04-02 17:06 | 48520 | Turnkey- C Rajgarh | O&M Dn Jeerapur | RDSS | Revamped Distribution Sector Scheme | 2024-08-05 | 2024-06-11 19:41 | 2026-08-31 |  | 19338231.19 | 25336177.36 | Approved | PROJECT FOR THE FEEDER 33kv Dhamaniya jogi substaion @AND FEEDER ID 48520 | PROJECT FOR THE FEEDER 33kv Dhamaniya jogi substaion @AND FEEDER ID 48520 NSS-Damaniya Jogi Substation-Agrawal Power | Na | Na |  | NSS-Damaniya Jogi Substation-Agrawal Power | 2705142 | 10 | RDCZ-Part-B-B6 | RDCZ-Part-B-B6 | 1.00 |  |  | 9829.55 | Supply | 15551269.44 | 19878028.76 | P-0001002 | RDCZ-Part-B-B6SupplyP-0001002 | Concreting of stay (20 mm / 25 mm) @ 0.3 cmt. per stay | CMT | CMT | 0.0001 | .47 | .64
5028055 | 116561 | 4459 | 3 | 895 | 1100473 | Agrawal Power Pvt.Ltd. |  | 20-279-110600-26-00001 | 6 | 2026-04-02 17:06 | 48520 | Turnkey- C Rajgarh | O&M Dn Jeerapur | RDSS | Revamped Distribution Sector Scheme | 2024-08-05 | 2024-06-11 19:41 | 2026-08-31 |  | 19338231.19 | 25336177.36 | Approved | PROJECT FOR THE FEEDER 33kv Dhamaniya jogi substaion @AND FEEDER ID 48520 | PROJECT FOR THE FEEDER 33kv Dhamaniya jogi substaion @AND FEEDER ID 48520 NSS-Damaniya Jogi Substation-Agrawal Power | Na | Na |  | NSS-Damaniya Jogi Substation-Agrawal Power | 2705142 | 10 | RDCZ-Part-B-B6 | RDCZ-Part-B-B6 | 1.00 |  |  | 9829.55 | Labor | 15551269.44 | 19878028.76 | P-0001002 | RDCZ-Part-B-B6LaborP-0001002 | Concreting of stay (20 mm / 25 mm) @ 0.3 cmt. per stay | CMT | CMT | 0.0001 | .07 | .07
5028055 | 116561 | 4459 | 3 | 895 | 1100474 | Agrawal Power Pvt.Ltd. |  | 20-279-110600-26-00001 | 6 | 2026-04-02 17:06 | 48520 | Turnkey- C Rajgarh | O&M Dn Jeerapur | RDSS | Revamped Distribution Sector Scheme | 2024-08-05 | 2024-06-11 19:41 | 2026-08-31 |  | 19338231.19 | 25336177.36 | Approved | PROJECT FOR THE FEEDER 33kv Dhamaniya jogi substaion @AND FEEDER ID 48520 | PROJECT FOR THE FEEDER 33kv Dhamaniya jogi substaion @AND FEEDER ID 48520 NSS-Damaniya Jogi Substation-Agrawal Power | Na | Na |  | NSS-Damaniya Jogi Substation-Agrawal Power | 2705142 | 10 | RDCZ-Part-B-B6 | RDCZ-Part-B-B6 | 1.00 |  |  | 15990.78 | Supply | 15551269.44 | 19878028.76 | P-0001005 | RDCZ-Part-B-B6SupplyP-0001005 | Stringing of Each 11 KV Bus-upper and lower bus including, drop jumpering and jointing with clamps,through outgoing VCB/ ME/ DP, upto station transformer | Set | SET | 3 | 0 | 18869.12
5028055 | 116561 | 4459 | 3 | 895 | 1100475 | Agrawal Power Pvt.Ltd. |  | 20-279-110600-26-00001 | 6 | 2026-04-02 17:06 | 48520 | Turnkey- C Rajgarh | O&M Dn Jeerapur | RDSS | Revamped Distribution Sector Scheme | 2024-08-05 | 2024-06-11 19:41 | 2026-08-31 |  | 19338231.19 | 25336177.36 | Approved | PROJECT FOR THE FEEDER 33kv Dhamaniya jogi substaion @AND FEEDER ID 48520 | PROJECT FOR THE FEEDER 33kv Dhamaniya jogi substaion @AND FEEDER ID 48520 NSS-Damaniya Jogi Substation-Agrawal Power | Na | Na |  | NSS-Damaniya Jogi Substation-Agrawal Power | 2705142 | 10 | RDCZ-Part-B-B6 | RDCZ-Part-B-B6 | 1.00 |  |  | 15990.78 | Labor | 15551269.44 | 19878028.76 | P-0001005 | RDCZ-Part-B-B6LaborP-0001005 | Stringing of Each 11 KV Bus-upper and lower bus including, drop jumpering and jointing with clamps,through outgoing VCB/ ME/ DP, upto station transformer | Set | SET | 3 | 15990.78 | 15990.78
5028055 | 116561 | 4459 | 3 | 895 | 1100476 | Agrawal Power Pvt.Ltd. |  | 20-279-110600-26-00001 | 6 | 2026-04-02 17:06 | 48520 | Turnkey- C Rajgarh | O&M Dn Jeerapur | RDSS | Revamped Distribution Sector Scheme | 2024-08-05 | 2024-06-11 19:41 | 2026-08-31 |  | 19338231.19 | 25336177.36 | Approved | PROJECT FOR THE FEEDER 33kv Dhamaniya jogi substaion @AND FEEDER ID 48520 | PROJECT FOR THE FEEDER 33kv Dhamaniya jogi substaion @AND FEEDER ID 48520 NSS-Damaniya Jogi Substation-Agrawal Power | Na | Na |  | NSS-Damaniya Jogi Substation-Agrawal Power | 2705142 | 10 | RDCZ-Part-B-B6 | RDCZ-Part-B-B6 | 1.00 |  |  | 5330.26 | Supply | 15551269.44 | 19878028.76 | P-0001006 | RDCZ-Part-B-B6SupplyP-0001006 | Stringing of All 33 KV &amp; 11 KV Jumpers - from 33 KV gartry through 33 KV VCB to PTR to 11 KV gantry through 11KV VCB | Set | SET | 1 | 0 | 6289.71
5028055 | 116561 | 4459 | 3 | 895 | 1100477 | Agrawal Power Pvt.Ltd. |  | 20-279-110600-26-00001 | 6 | 2026-04-02 17:06 | 48520 | Turnkey- C Rajgarh | O&M Dn Jeerapur | RDSS | Revamped Distribution Sector Scheme | 2024-08-05 | 2024-06-11 19:41 | 2026-08-31 |  | 19338231.19 | 25336177.36 | Approved | PROJECT FOR THE FEEDER 33kv Dhamaniya jogi substaion @AND FEEDER ID 48520 | PROJECT FOR THE FEEDER 33kv Dhamaniya jogi substaion @AND FEEDER ID 48520 NSS-Damaniya Jogi Substation-Agrawal Power | Na | Na |  | NSS-Damaniya Jogi Substation-Agrawal Power | 2705142 | 10 | RDCZ-Part-B-B6 | RDCZ-Part-B-B6 | 1.00 |  |  | 5330.26 | Labor | 15551269.44 | 19878028.76 | P-0001006 | RDCZ-Part-B-B6LaborP-0001006 | Stringing of All 33 KV &amp; 11 KV Jumpers - from 33 KV gartry through 33 KV VCB to PTR to 11 KV gantry through 11KV VCB | Set | SET | 1 | 5330.26 | 5330.26
5028055 | 116561 | 4459 | 3 | 895 | 1100478 | Agrawal Power Pvt.Ltd. |  | 20-279-110600-26-00001 | 6 | 2026-04-02 17:06 | 48520 | Turnkey- C Rajgarh | O&M Dn Jeerapur | RDSS | Revamped Distribution Sector Scheme | 2024-08-05 | 2024-06-11 19:41 | 2026-08-31 |  | 19338231.19 | 25336177.36 | Approved | PROJECT FOR THE FEEDER 33kv Dhamaniya jogi substaion @AND FEEDER ID 48520 | PROJECT FOR THE FEEDER 33kv Dhamaniya jogi substaion @AND FEEDER ID 48520 NSS-Damaniya Jogi Substation-Agrawal Power | Na | Na |  | NSS-Damaniya Jogi Substation-Agrawal Power | 2705142 | 10 | RDCZ-Part-B-B6 | RDCZ-Part-B-B6 | 1.00 |  |  | 10660.52 | Supply | 15551269.44 | 19878028.76 | P-0001007 | RDCZ-Part-B-B6SupplyP-0001007 | Stringing of Each 33 KV Bus- upper and lower including drop jumpering, jointing with clamps, incoming DP/ ME to BUS | Set | SET | 2 | 0 | 12579.41
5028055 | 116561 | 4459 | 3 | 895 | 1100479 | Agrawal Power Pvt.Ltd. |  | 20-279-110600-26-00001 | 6 | 2026-04-02 17:06 | 48520 | Turnkey- C Rajgarh | O&M Dn Jeerapur | RDSS | Revamped Distribution Sector Scheme | 2024-08-05 | 2024-06-11 19:41 | 2026-08-31 |  | 19338231.19 | 25336177.36 | Approved | PROJECT FOR THE FEEDER 33kv Dhamaniya jogi substaion @AND FEEDER ID 48520 | PROJECT FOR THE FEEDER 33kv Dhamaniya jogi substaion @AND FEEDER ID 48520 NSS-Damaniya Jogi Substation-Agrawal Power | Na | Na |  | NSS-Damaniya Jogi Substation-Agrawal Power | 2705142 | 10 | RDCZ-Part-B-B6 | RDCZ-Part-B-B6 | 1.00 |  |  | 10660.52 | Labor | 15551269.44 | 19878028.76 | P-0001007 | RDCZ-Part-B-B6LaborP-0001007 | Stringing of Each 33 KV Bus- upper and lower including drop jumpering, jointing with clamps, incoming DP/ ME to BUS | Set | SET | 2 | 10660.52 | 10660.52
5028055 | 116561 | 4459 | 3 | 895 | 1100480 | Agrawal Power Pvt.Ltd. |  | 20-279-110600-26-00001 | 6 | 2026-04-02 17:06 | 48520 | Turnkey- C Rajgarh | O&M Dn Jeerapur | RDSS | Revamped Distribution Sector Scheme | 2024-08-05 | 2024-06-11 19:41 | 2026-08-31 |  | 19338231.19 | 25336177.36 | Approved | PROJECT FOR THE FEEDER 33kv Dhamaniya jogi substaion @AND FEEDER ID 48520 | PROJECT FOR THE FEEDER 33kv Dhamaniya jogi substaion @AND FEEDER ID 48520 NSS-Damaniya Jogi Substation-Agrawal Power | Na | Na |  | NSS-Damaniya Jogi Substation-Agrawal Power | 2705142 | 10 | RDCZ-Part-B-B6 | RDCZ-Part-B-B6 | 1.00 |  |  | 1100.58 | Labor | 15551269.44 | 19878028.76 | P-0001012 | RDCZ-Part-B-B6LaborP-0001012 | Complete jumpering of DTR | No | NO | 1 | 1100.58 | 1100.58
5028055 | 116561 | 4459 | 3 | 895 | 1100481 | Agrawal Power Pvt.Ltd. |  | 20-279-110600-26-00001 | 6 | 2026-04-02 17:06 | 48520 | Turnkey- C Rajgarh | O&M Dn Jeerapur | RDSS | Revamped Distribution Sector Scheme | 2024-08-05 | 2024-06-11 19:41 | 2026-08-31 |  | 19338231.19 | 25336177.36 | Approved | PROJECT FOR THE FEEDER 33kv Dhamaniya jogi substaion @AND FEEDER ID 48520 | PROJECT FOR THE FEEDER 33kv Dhamaniya jogi substaion @AND FEEDER ID 48520 NSS-Damaniya Jogi Substation-Agrawal Power | Na | Na |  | NSS-Damaniya Jogi Substation-Agrawal Power | 2705142 | 10 | RDCZ-Part-B-B6 | RDCZ-Part-B-B6 | 1.00 |  |  | 1100.58 | Supply | 15551269.44 | 19878028.76 | P-0001012 | RDCZ-Part-B-B6SupplyP-0001012 | Complete jumpering of DTR | No | NO | 1 | 0 | 1298.68
5028055 | 116561 | 4459 | 3 | 895 | 1100482 | Agrawal Power Pvt.Ltd. |  | 20-279-110600-26-00001 | 6 | 2026-04-02 17:06 | 48520 | Turnkey- C Rajgarh | O&M Dn Jeerapur | RDSS | Revamped Distribution Sector Scheme | 2024-08-05 | 2024-06-11 19:41 | 2026-08-31 |  | 19338231.19 | 25336177.36 | Approved | PROJECT FOR THE FEEDER 33kv Dhamaniya jogi substaion @AND FEEDER ID 48520 | PROJECT FOR THE FEEDER 33kv Dhamaniya jogi substaion @AND FEEDER ID 48520 NSS-Damaniya Jogi Substation-Agrawal Power | Na | Na |  | NSS-Damaniya Jogi Substation-Agrawal Power | 2705142 | 10 | RDCZ-Part-B-B6 | RDCZ-Part-B-B6 | 1.00 |  |  | 0 | Supply | 15551269.44 | 19878028.76 | P-0001027 | RDCZ-Part-B-B6SupplyP-0001027 | Concreting of foundation of VCB (1:3:6) @ 3.5 cmt per VCB plinth | CMT | CMT | 24.5 | 115258.78 | 136005.36
5028055 | 116561 | 4459 | 3 | 895 | 1100483 | Agrawal Power Pvt.Ltd. |  | 20-279-110600-26-00001 | 6 | 2026-04-02 17:06 | 48520 | Turnkey- C Rajgarh | O&M Dn Jeerapur | RDSS | Revamped Distribution Sector Scheme | 2024-08-05 | 2024-06-11 19:41 | 2026-08-31 |  | 19338231.19 | 25336177.36 | Approved | PROJECT FOR THE FEEDER 33kv Dhamaniya jogi substaion @AND FEEDER ID 48520 | PROJECT FOR THE FEEDER 33kv Dhamaniya jogi substaion @AND FEEDER ID 48520 NSS-Damaniya Jogi Substation-Agrawal Power | Na | Na |  | NSS-Damaniya Jogi Substation-Agrawal Power | 2705142 | 10 | RDCZ-Part-B-B6 | RDCZ-Part-B-B6 | 1.00 |  |  | 0 | Labor | 15551269.44 | 19878028.76 | P-0001027 | RDCZ-Part-B-B6LaborP-0001027 | Concreting of foundation of VCB (1:3:6) @ 3.5 cmt per VCB plinth | CMT | CMT | 24.5 | 0 | 0
5028055 | 116561 | 4459 | 3 | 895 | 1100484 | Agrawal Power Pvt.Ltd. |  | 20-279-110600-26-00001 | 6 | 2026-04-02 17:06 | 48520 | Turnkey- C Rajgarh | O&M Dn Jeerapur | RDSS | Revamped Distribution Sector Scheme | 2024-08-05 | 2024-06-11 19:41 | 2026-08-31 |  | 19338231.19 | 25336177.36 | Approved | PROJECT FOR THE FEEDER 33kv Dhamaniya jogi substaion @AND FEEDER ID 48520 | PROJECT FOR THE FEEDER 33kv Dhamaniya jogi substaion @AND FEEDER ID 48520 NSS-Damaniya Jogi Substation-Agrawal Power | Na | Na |  | NSS-Damaniya Jogi Substation-Agrawal Power | 2705142 | 10 | RDCZ-Part-B-B6 | RDCZ-Part-B-B6 | 1.00 |  |  | 17868.24 | Supply | 15551269.44 | 19878028.76 | P-0001033 | RDCZ-Part-B-B6SupplyP-0001033 | PTR Fndn.Cncrt.:1:1.5:3 Rio 5.634,1:5:8 Rio 7.545 cmt&amp;M.S.Flat/rod 324.87 kg | Set | SET | 1 | 87573.8 | 124421.61
5028055 | 116561 | 4459 | 3 | 895 | 1100485 | Agrawal Power Pvt.Ltd. |  | 20-279-110600-26-00001 | 6 | 2026-04-02 17:06 | 48520 | Turnkey- C Rajgarh | O&M Dn Jeerapur | RDSS | Revamped Distribution Sector Scheme | 2024-08-05 | 2024-06-11 19:41 | 2026-08-31 |  | 19338231.19 | 25336177.36 | Approved | PROJECT FOR THE FEEDER 33kv Dhamaniya jogi substaion @AND FEEDER ID 48520 | PROJECT FOR THE FEEDER 33kv Dhamaniya jogi substaion @AND FEEDER ID 48520 NSS-Damaniya Jogi Substation-Agrawal Power | Na | Na |  | NSS-Damaniya Jogi Substation-Agrawal Power | 2705142 | 10 | RDCZ-Part-B-B6 | RDCZ-Part-B-B6 | 1.00 |  |  | 17868.24 | Labor | 15551269.44 | 19878028.76 | P-0001033 | RDCZ-Part-B-B6LaborP-0001033 | PTR Fndn.Cncrt.:1:1.5:3 Rio 5.634,1:5:8 Rio 7.545 cmt&amp;M.S.Flat/rod 324.87 kg | Set | SET | 1 | 17868.24 | 17868.24
5028055 | 116561 | 4459 | 3 | 895 | 1100486 | Agrawal Power Pvt.Ltd. |  | 20-279-110600-26-00001 | 6 | 2026-04-02 17:06 | 48520 | Turnkey- C Rajgarh | O&M Dn Jeerapur | RDSS | Revamped Distribution Sector Scheme | 2024-08-05 | 2024-06-11 19:41 | 2026-08-31 |  | 19338231.19 | 25336177.36 | Approved | PROJECT FOR THE FEEDER 33kv Dhamaniya jogi substaion @AND FEEDER ID 48520 | PROJECT FOR THE FEEDER 33kv Dhamaniya jogi substaion @AND FEEDER ID 48520 NSS-Damaniya Jogi Substation-Agrawal Power | Na | Na |  | NSS-Damaniya Jogi Substation-Agrawal Power | 2705142 | 10 | RDCZ-Part-B-B6 | RDCZ-Part-B-B6 | 1.00 |  |  | 26905.29 | Supply | 15551269.44 | 19878028.76 | P-0001037 | RDCZ-Part-B-B6SupplyP-0001037 | Concreting of structures &amp; foundation (1:3:6). | CMT | CMT | 13.7 | 64450.83 | 87041.14
5028055 | 116561 | 4459 | 3 | 895 | 1100487 | Agrawal Power Pvt.Ltd. |  | 20-279-110600-26-00001 | 6 | 2026-04-02 17:06 | 48520 | Turnkey- C Rajgarh | O&M Dn Jeerapur | RDSS | Revamped Distribution Sector Scheme | 2024-08-05 | 2024-06-11 19:41 | 2026-08-31 |  | 19338231.19 | 25336177.36 | Approved | PROJECT FOR THE FEEDER 33kv Dhamaniya jogi substaion @AND FEEDER ID 48520 | PROJECT FOR THE FEEDER 33kv Dhamaniya jogi substaion @AND FEEDER ID 48520 NSS-Damaniya Jogi Substation-Agrawal Power | Na | Na |  | NSS-Damaniya Jogi Substation-Agrawal Power | 2705142 | 10 | RDCZ-Part-B-B6 | RDCZ-Part-B-B6 | 1.00 |  |  | 26905.29 | Labor | 15551269.44 | 19878028.76 | P-0001037 | RDCZ-Part-B-B6LaborP-0001037 | Concreting of structures &amp; foundation (1:3:6). | CMT | CMT | 13.7 | 9312.85 | 9312.85
5028055 | 116561 | 4459 | 3 | 895 | 1100488 | Agrawal Power Pvt.Ltd. |  | 20-279-110600-26-00001 | 6 | 2026-04-02 17:06 | 48520 | Turnkey- C Rajgarh | O&M Dn Jeerapur | RDSS | Revamped Distribution Sector Scheme | 2024-08-05 | 2024-06-11 19:41 | 2026-08-31 |  | 19338231.19 | 25336177.36 | Approved | PROJECT FOR THE FEEDER 33kv Dhamaniya jogi substaion @AND FEEDER ID 48520 | PROJECT FOR THE FEEDER 33kv Dhamaniya jogi substaion @AND FEEDER ID 48520 NSS-Damaniya Jogi Substation-Agrawal Power | Na | Na |  | NSS-Damaniya Jogi Substation-Agrawal Power | 2705142 | 10 | RDCZ-Part-B-B6 | RDCZ-Part-B-B6 | 1.00 |  |  | 0 | Supply | 15551269.44 | 19878028.76 | P-0001040 | RDCZ-Part-B-B6SupplyP-0001040 | Fencing of S/s land with barbed wire | RM | RM | 0.0001 | .08 | .09
5028055 | 116561 | 4459 | 3 | 895 | 1100489 | Agrawal Power Pvt.Ltd. |  | 20-279-110600-26-00001 | 6 | 2026-04-02 17:06 | 48520 | Turnkey- C Rajgarh | O&M Dn Jeerapur | RDSS | Revamped Distribution Sector Scheme | 2024-08-05 | 2024-06-11 19:41 | 2026-08-31 |  | 19338231.19 | 25336177.36 | Approved | PROJECT FOR THE FEEDER 33kv Dhamaniya jogi substaion @AND FEEDER ID 48520 | PROJECT FOR THE FEEDER 33kv Dhamaniya jogi substaion @AND FEEDER ID 48520 NSS-Damaniya Jogi Substation-Agrawal Power | Na | Na |  | NSS-Damaniya Jogi Substation-Agrawal Power | 2705142 | 10 | RDCZ-Part-B-B6 | RDCZ-Part-B-B6 | 1.00 |  |  | 0 | Labor | 15551269.44 | 19878028.76 | P-0001040 | RDCZ-Part-B-B6LaborP-0001040 | Fencing of S/s land with barbed wire | RM | RM | 0.0001 | 0 | 0
5028055 | 116561 | 4459 | 3 | 895 | 1100490 | Agrawal Power Pvt.Ltd. |  | 20-279-110600-26-00001 | 6 | 2026-04-02 17:06 | 48520 | Turnkey- C Rajgarh | O&M Dn Jeerapur | RDSS | Revamped Distribution Sector Scheme | 2024-08-05 | 2024-06-11 19:41 | 2026-08-31 |  | 19338231.19 | 25336177.36 | Approved | PROJECT FOR THE FEEDER 33kv Dhamaniya jogi substaion @AND FEEDER ID 48520 | PROJECT FOR THE FEEDER 33kv Dhamaniya jogi substaion @AND FEEDER ID 48520 NSS-Damaniya Jogi Substation-Agrawal Power | Na | Na |  | NSS-Damaniya Jogi Substation-Agrawal Power | 2705142 | 10 | RDCZ-Part-B-B6 | RDCZ-Part-B-B6 | 1.00 |  |  | 0 | Supply | 15551269.44 | 19878028.76 | P-0001041 | RDCZ-Part-B-B6SupplyP-0001041 | Yard fencing with chain link mesh over brick wall | RM | RM | 178 | 728683.94 | 859847.05
5028055 | 116561 | 4459 | 3 | 895 | 1100491 | Agrawal Power Pvt.Ltd. |  | 20-279-110600-26-00001 | 6 | 2026-04-02 17:06 | 48520 | Turnkey- C Rajgarh | O&M Dn Jeerapur | RDSS | Revamped Distribution Sector Scheme | 2024-08-05 | 2024-06-11 19:41 | 2026-08-31 |  | 19338231.19 | 25336177.36 | Approved | PROJECT FOR THE FEEDER 33kv Dhamaniya jogi substaion @AND FEEDER ID 48520 | PROJECT FOR THE FEEDER 33kv Dhamaniya jogi substaion @AND FEEDER ID 48520 NSS-Damaniya Jogi Substation-Agrawal Power | Na | Na |  | NSS-Damaniya Jogi Substation-Agrawal Power | 2705142 | 10 | RDCZ-Part-B-B6 | RDCZ-Part-B-B6 | 1.00 |  |  | 0 | Labor | 15551269.44 | 19878028.76 | P-0001041 | RDCZ-Part-B-B6LaborP-0001041 | Yard fencing with chain link mesh over brick wall | RM | RM | 178 | 0 | 0
5028055 | 116561 | 4459 | 3 | 895 | 1100492 | Agrawal Power Pvt.Ltd. |  | 20-279-110600-26-00001 | 6 | 2026-04-02 17:06 | 48520 | Turnkey- C Rajgarh | O&M Dn Jeerapur | RDSS | Revamped Distribution Sector Scheme | 2024-08-05 | 2024-06-11 19:41 | 2026-08-31 |  | 19338231.19 | 25336177.36 | Approved | PROJECT FOR THE FEEDER 33kv Dhamaniya jogi substaion @AND FEEDER ID 48520 | PROJECT FOR THE FEEDER 33kv Dhamaniya jogi substaion @AND FEEDER ID 48520 NSS-Damaniya Jogi Substation-Agrawal Power | Na | Na |  | NSS-Damaniya Jogi Substation-Agrawal Power | 2705142 | 10 | RDCZ-Part-B-B6 | RDCZ-Part-B-B6 | 1.00 |  |  | 0 | Supply | 15551269.44 | 19878028.76 | P-0001042 | RDCZ-Part-B-B6SupplyP-0001042 | MS main and wicket gate on RCC column | No | NO | 1 | 66147.02 | 78053.48
5028055 | 116561 | 4459 | 3 | 895 | 1100493 | Agrawal Power Pvt.Ltd. |  | 20-279-110600-26-00001 | 6 | 2026-04-02 17:06 | 48520 | Turnkey- C Rajgarh | O&M Dn Jeerapur | RDSS | Revamped Distribution Sector Scheme | 2024-08-05 | 2024-06-11 19:41 | 2026-08-31 |  | 19338231.19 | 25336177.36 | Approved | PROJECT FOR THE FEEDER 33kv Dhamaniya jogi substaion @AND FEEDER ID 48520 | PROJECT FOR THE FEEDER 33kv Dhamaniya jogi substaion @AND FEEDER ID 48520 NSS-Damaniya Jogi Substation-Agrawal Power | Na | Na |  | NSS-Damaniya Jogi Substation-Agrawal Power | 2705142 | 10 | RDCZ-Part-B-B6 | RDCZ-Part-B-B6 | 1.00 |  |  | 0 | Labor | 15551269.44 | 19878028.76 | P-0001042 | RDCZ-Part-B-B6LaborP-0001042 | MS main and wicket gate on RCC column | No | NO | 1 | 0 | 0
5028055 | 116561 | 4459 | 3 | 895 | 1100494 | Agrawal Power Pvt.Ltd. |  | 20-279-110600-26-00001 | 6 | 2026-04-02 17:06 | 48520 | Turnkey- C Rajgarh | O&M Dn Jeerapur | RDSS | Revamped Distribution Sector Scheme | 2024-08-05 | 2024-06-11 19:41 | 2026-08-31 |  | 19338231.19 | 25336177.36 | Approved | PROJECT FOR THE FEEDER 33kv Dhamaniya jogi substaion @AND FEEDER ID 48520 | PROJECT FOR THE FEEDER 33kv Dhamaniya jogi substaion @AND FEEDER ID 48520 NSS-Damaniya Jogi Substation-Agrawal Power | Na | Na |  | NSS-Damaniya Jogi Substation-Agrawal Power | 2705142 | 10 | RDCZ-Part-B-B6 | RDCZ-Part-B-B6 | 1.00 |  |  | 0 | Supply | 15551269.44 | 19878028.76 | P-0001043 | RDCZ-Part-B-B6SupplyP-0001043 | MS Sheet Shine Board, bay indication board &amp; RYB phase indication board | No | NO | 1 | 9780.06 | 11540.47
5028055 | 116561 | 4459 | 3 | 895 | 1100495 | Agrawal Power Pvt.Ltd. |  | 20-279-110600-26-00001 | 6 | 2026-04-02 17:06 | 48520 | Turnkey- C Rajgarh | O&M Dn Jeerapur | RDSS | Revamped Distribution Sector Scheme | 2024-08-05 | 2024-06-11 19:41 | 2026-08-31 |  | 19338231.19 | 25336177.36 | Approved | PROJECT FOR THE FEEDER 33kv Dhamaniya jogi substaion @AND FEEDER ID 48520 | PROJECT FOR THE FEEDER 33kv Dhamaniya jogi substaion @AND FEEDER ID 48520 NSS-Damaniya Jogi Substation-Agrawal Power | Na | Na |  | NSS-Damaniya Jogi Substation-Agrawal Power | 2705142 | 10 | RDCZ-Part-B-B6 | RDCZ-Part-B-B6 | 1.00 |  |  | 0 | Labor | 15551269.44 | 19878028.76 | P-0001043 | RDCZ-Part-B-B6LaborP-0001043 | MS Sheet Shine Board, bay indication board &amp; RYB phase indication board | No | NO | 1 | 0 | 0
5028055 | 116561 | 4459 | 3 | 895 | 1100496 | Agrawal Power Pvt.Ltd. |  | 20-279-110600-26-00001 | 6 | 2026-04-02 17:06 | 48520 | Turnkey- C Rajgarh | O&M Dn Jeerapur | RDSS | Revamped Distribution Sector Scheme | 2024-08-05 | 2024-06-11 19:41 | 2026-08-31 |  | 19338231.19 | 25336177.36 | Approved | PROJECT FOR THE FEEDER 33kv Dhamaniya jogi substaion @AND FEEDER ID 48520 | PROJECT FOR THE FEEDER 33kv Dhamaniya jogi substaion @AND FEEDER ID 48520 NSS-Damaniya Jogi Substation-Agrawal Power | Na | Na |  | NSS-Damaniya Jogi Substation-Agrawal Power | 2705142 | 10 | RDCZ-Part-B-B6 | RDCZ-Part-B-B6 | 1.00 |  |  | 0 | Supply | 15551269.44 | 19878028.76 | P-0001044 | RDCZ-Part-B-B6SupplyP-0001044 | Yard leveling and metalling | No | NO | 310 | 172930.4 | 204057.87
5028055 | 116561 | 4459 | 3 | 895 | 1100497 | Agrawal Power Pvt.Ltd. |  | 20-279-110600-26-00001 | 6 | 2026-04-02 17:06 | 48520 | Turnkey- C Rajgarh | O&M Dn Jeerapur | RDSS | Revamped Distribution Sector Scheme | 2024-08-05 | 2024-06-11 19:41 | 2026-08-31 |  | 19338231.19 | 25336177.36 | Approved | PROJECT FOR THE FEEDER 33kv Dhamaniya jogi substaion @AND FEEDER ID 48520 | PROJECT FOR THE FEEDER 33kv Dhamaniya jogi substaion @AND FEEDER ID 48520 NSS-Damaniya Jogi Substation-Agrawal Power | Na | Na |  | NSS-Damaniya Jogi Substation-Agrawal Power | 2705142 | 10 | RDCZ-Part-B-B6 | RDCZ-Part-B-B6 | 1.00 |  |  | 0 | Labor | 15551269.44 | 19878028.76 | P-0001044 | RDCZ-Part-B-B6LaborP-0001044 | Yard leveling and metalling | No | NO | 310 | 0 | 0
5028055 | 116561 | 4459 | 3 | 895 | 1100498 | Agrawal Power Pvt.Ltd. |  | 20-279-110600-26-00001 | 6 | 2026-04-02 17:06 | 48520 | Turnkey- C Rajgarh | O&M Dn Jeerapur | RDSS | Revamped Distribution Sector Scheme | 2024-08-05 | 2024-06-11 19:41 | 2026-08-31 |  | 19338231.19 | 25336177.36 | Approved | PROJECT FOR THE FEEDER 33kv Dhamaniya jogi substaion @AND FEEDER ID 48520 | PROJECT FOR THE FEEDER 33kv Dhamaniya jogi substaion @AND FEEDER ID 48520 NSS-Damaniya Jogi Substation-Agrawal Power | Na | Na |  | NSS-Damaniya Jogi Substation-Agrawal Power | 2705142 | 10 | RDCZ-Part-B-B6 | RDCZ-Part-B-B6 | 1.00 |  |  | 0 | Supply | 15551269.44 | 19878028.76 | P-0001046 | RDCZ-Part-B-B6SupplyP-0001046 | Approach road with hume pipe culvert (WBM) | No | NO | 0.0001 | 10.15 | 11.98
5028055 | 116561 | 4459 | 3 | 895 | 1100499 | Agrawal Power Pvt.Ltd. |  | 20-279-110600-26-00001 | 6 | 2026-04-02 17:06 | 48520 | Turnkey- C Rajgarh | O&M Dn Jeerapur | RDSS | Revamped Distribution Sector Scheme | 2024-08-05 | 2024-06-11 19:41 | 2026-08-31 |  | 19338231.19 | 25336177.36 | Approved | PROJECT FOR THE FEEDER 33kv Dhamaniya jogi substaion @AND FEEDER ID 48520 | PROJECT FOR THE FEEDER 33kv Dhamaniya jogi substaion @AND FEEDER ID 48520 NSS-Damaniya Jogi Substation-Agrawal Power | Na | Na |  | NSS-Damaniya Jogi Substation-Agrawal Power | 2705142 | 10 | RDCZ-Part-B-B6 | RDCZ-Part-B-B6 | 1.00 |  |  | 0 | Labor | 15551269.44 | 19878028.76 | P-0001046 | RDCZ-Part-B-B6LaborP-0001046 | Approach road with hume pipe culvert (WBM) | No | NO | 0.0001 | 0 | 0
5028055 | 116561 | 4459 | 3 | 895 | 1100500 | Agrawal Power Pvt.Ltd. |  | 20-279-110600-26-00001 | 6 | 2026-04-02 17:06 | 48520 | Turnkey- C Rajgarh | O&M Dn Jeerapur | RDSS | Revamped Distribution Sector Scheme | 2024-08-05 | 2024-06-11 19:41 | 2026-08-31 |  | 19338231.19 | 25336177.36 | Approved | PROJECT FOR THE FEEDER 33kv Dhamaniya jogi substaion @AND FEEDER ID 48520 | PROJECT FOR THE FEEDER 33kv Dhamaniya jogi substaion @AND FEEDER ID 48520 NSS-Damaniya Jogi Substation-Agrawal Power | Na | Na |  | NSS-Damaniya Jogi Substation-Agrawal Power | 2705142 | 10 | RDCZ-Part-B-B6 | RDCZ-Part-B-B6 | 1.00 |  |  | 0 | Supply | 15551269.44 | 19878028.76 | P-0001048 | RDCZ-Part-B-B6SupplyP-0001048 | 1000L P/F Sintex OH tank &amp; GI pipe fitting,water tap near X-mer neutral earthing | No | NO | 1 | 73575.93 | 86819.6
5028055 | 116561 | 4459 | 3 | 895 | 1100501 | Agrawal Power Pvt.Ltd. |  | 20-279-110600-26-00001 | 6 | 2026-04-02 17:06 | 48520 | Turnkey- C Rajgarh | O&M Dn Jeerapur | RDSS | Revamped Distribution Sector Scheme | 2024-08-05 | 2024-06-11 19:41 | 2026-08-31 |  | 19338231.19 | 25336177.36 | Approved | PROJECT FOR THE FEEDER 33kv Dhamaniya jogi substaion @AND FEEDER ID 48520 | PROJECT FOR THE FEEDER 33kv Dhamaniya jogi substaion @AND FEEDER ID 48520 NSS-Damaniya Jogi Substation-Agrawal Power | Na | Na |  | NSS-Damaniya Jogi Substation-Agrawal Power | 2705142 | 10 | RDCZ-Part-B-B6 | RDCZ-Part-B-B6 | 1.00 |  |  | 0 | Labor | 15551269.44 | 19878028.76 | P-0001048 | RDCZ-Part-B-B6LaborP-0001048 | 1000L P/F Sintex OH tank &amp; GI pipe fitting,water tap near X-mer neutral earthing | No | NO | 1 | 0 | 0
5028055 | 116561 | 4459 | 3 | 895 | 1100502 | Agrawal Power Pvt.Ltd. |  | 20-279-110600-26-00001 | 6 | 2026-04-02 17:06 | 48520 | Turnkey- C Rajgarh | O&M Dn Jeerapur | RDSS | Revamped Distribution Sector Scheme | 2024-08-05 | 2024-06-11 19:41 | 2026-08-31 |  | 19338231.19 | 25336177.36 | Approved | PROJECT FOR THE FEEDER 33kv Dhamaniya jogi substaion @AND FEEDER ID 48520 | PROJECT FOR THE FEEDER 33kv Dhamaniya jogi substaion @AND FEEDER ID 48520 NSS-Damaniya Jogi Substation-Agrawal Power | Na | Na |  | NSS-Damaniya Jogi Substation-Agrawal Power | 2705142 | 10 | RDCZ-Part-B-B6 | RDCZ-Part-B-B6 | 1.00 |  |  | 0 | Supply | 15551269.44 | 19878028.76 | P-0001049 | RDCZ-Part-B-B6SupplyP-0001049 | Providing and fixing 5HP submersible pump | No | NO | 1 | 93919.4 | 110824.89
5028055 | 116561 | 4459 | 3 | 895 | 1100503 | Agrawal Power Pvt.Ltd. |  | 20-279-110600-26-00001 | 6 | 2026-04-02 17:06 | 48520 | Turnkey- C Rajgarh | O&M Dn Jeerapur | RDSS | Revamped Distribution Sector Scheme | 2024-08-05 | 2024-06-11 19:41 | 2026-08-31 |  | 19338231.19 | 25336177.36 | Approved | PROJECT FOR THE FEEDER 33kv Dhamaniya jogi substaion @AND FEEDER ID 48520 | PROJECT FOR THE FEEDER 33kv Dhamaniya jogi substaion @AND FEEDER ID 48520 NSS-Damaniya Jogi Substation-Agrawal Power | Na | Na |  | NSS-Damaniya Jogi Substation-Agrawal Power | 2705142 | 10 | RDCZ-Part-B-B6 | RDCZ-Part-B-B6 | 1.00 |  |  | 0 | Labor | 15551269.44 | 19878028.76 | P-0001049 | RDCZ-Part-B-B6LaborP-0001049 | Providing and fixing 5HP submersible pump | No | NO | 1 | 0 | 0
5028055 | 116561 | 4459 | 3 | 895 | 1100504 | Agrawal Power Pvt.Ltd. |  | 20-279-110600-26-00001 | 6 | 2026-04-02 17:06 | 48520 | Turnkey- C Rajgarh | O&M Dn Jeerapur | RDSS | Revamped Distribution Sector Scheme | 2024-08-05 | 2024-06-11 19:41 | 2026-08-31 |  | 19338231.19 | 25336177.36 | Approved | PROJECT FOR THE FEEDER 33kv Dhamaniya jogi substaion @AND FEEDER ID 48520 | PROJECT FOR THE FEEDER 33kv Dhamaniya jogi substaion @AND FEEDER ID 48520 NSS-Damaniya Jogi Substation-Agrawal Power | Na | Na |  | NSS-Damaniya Jogi Substation-Agrawal Power | 2705142 | 10 | RDCZ-Part-B-B6 | RDCZ-Part-B-B6 | 1.00 |  |  | 0 | Supply | 15551269.44 | 19878028.76 | P-0001061 | RDCZ-Part-B-B6SupplyP-0001061 | P&amp;F perfo cable tray 300 wide,2 thick fix 45x45x5 MS angle grouted CC 1:24 | m | M | 110 | 230021 | 271424.78
5028055 | 116561 | 4459 | 3 | 895 | 1100505 | Agrawal Power Pvt.Ltd. |  | 20-279-110600-26-00001 | 6 | 2026-04-02 17:06 | 48520 | Turnkey- C Rajgarh | O&M Dn Jeerapur | RDSS | Revamped Distribution Sector Scheme | 2024-08-05 | 2024-06-11 19:41 | 2026-08-31 |  | 19338231.19 | 25336177.36 | Approved | PROJECT FOR THE FEEDER 33kv Dhamaniya jogi substaion @AND FEEDER ID 48520 | PROJECT FOR THE FEEDER 33kv Dhamaniya jogi substaion @AND FEEDER ID 48520 NSS-Damaniya Jogi Substation-Agrawal Power | Na | Na |  | NSS-Damaniya Jogi Substation-Agrawal Power | 2705142 | 10 | RDCZ-Part-B-B6 | RDCZ-Part-B-B6 | 1.00 |  |  | 0 | Labor | 15551269.44 | 19878028.76 | P-0001061 | RDCZ-Part-B-B6LaborP-0001061 | P&amp;F perfo cable tray 300 wide,2 thick fix 45x45x5 MS angle grouted CC 1:24 | m | M | 110 | 0 | 0
5028055 | 116561 | 4459 | 3 | 895 | 1100506 | Agrawal Power Pvt.Ltd. |  | 20-279-110600-26-00001 | 6 | 2026-04-02 17:06 | 48520 | Turnkey- C Rajgarh | O&M Dn Jeerapur | RDSS | Revamped Distribution Sector Scheme | 2024-08-05 | 2024-06-11 19:41 | 2026-08-31 |  | 19338231.19 | 25336177.36 | Approved | PROJECT FOR THE FEEDER 33kv Dhamaniya jogi substaion @AND FEEDER ID 48520 | PROJECT FOR THE FEEDER 33kv Dhamaniya jogi substaion @AND FEEDER ID 48520 NSS-Damaniya Jogi Substation-Agrawal Power | Na | Na |  | NSS-Damaniya Jogi Substation-Agrawal Power | 2705142 | 10 | RDCZ-Part-B-B6 | RDCZ-Part-B-B6 | 1.00 |  |  | 0 | Supply | 15551269.44 | 19878028.76 | P-0001075 | RDCZ-Part-B-B6SupplyP-0001075 | App road(RCC 1:2:4)main gate to power xmer found size(20x3M)Black soil | m2 | M2 | 96 | 212865.6 | 251181.41
5028055 | 116561 | 4459 | 3 | 895 | 1100507 | Agrawal Power Pvt.Ltd. |  | 20-279-110600-26-00001 | 6 | 2026-04-02 17:06 | 48520 | Turnkey- C Rajgarh | O&M Dn Jeerapur | RDSS | Revamped Distribution Sector Scheme | 2024-08-05 | 2024-06-11 19:41 | 2026-08-31 |  | 19338231.19 | 25336177.36 | Approved | PROJECT FOR THE FEEDER 33kv Dhamaniya jogi substaion @AND FEEDER ID 48520 | PROJECT FOR THE FEEDER 33kv Dhamaniya jogi substaion @AND FEEDER ID 48520 NSS-Damaniya Jogi Substation-Agrawal Power | Na | Na |  | NSS-Damaniya Jogi Substation-Agrawal Power | 2705142 | 10 | RDCZ-Part-B-B6 | RDCZ-Part-B-B6 | 1.00 |  |  | 0 | Labor | 15551269.44 | 19878028.76 | P-0001075 | RDCZ-Part-B-B6LaborP-0001075 | App road(RCC 1:2:4)main gate to power xmer found size(20x3M)Black soil | m2 | M2 | 96 | 0 | 0
5028055 | 116561 | 4459 | 3 | 895 | 1100508 | Agrawal Power Pvt.Ltd. |  | 20-279-110600-26-00001 | 6 | 2026-04-02 17:06 | 48520 | Turnkey- C Rajgarh | O&M Dn Jeerapur | RDSS | Revamped Distribution Sector Scheme | 2024-08-05 | 2024-06-11 19:41 | 2026-08-31 |  | 19338231.19 | 25336177.36 | Approved | PROJECT FOR THE FEEDER 33kv Dhamaniya jogi substaion @AND FEEDER ID 48520 | PROJECT FOR THE FEEDER 33kv Dhamaniya jogi substaion @AND FEEDER ID 48520 NSS-Damaniya Jogi Substation-Agrawal Power | Na | Na |  | NSS-Damaniya Jogi Substation-Agrawal Power | 2705142 | 10 | RDCZ-Part-B-B6 | RDCZ-Part-B-B6 | 1.00 |  |  | 0 | Supply | 15551269.44 | 19878028.76 | P-0001077 | RDCZ-Part-B-B6SupplyP-0001077 | App road 60mm thick concr paver block M-30 grade along trench upto various equip | m2 | M2 | 82 | 52909.68 | 62433.42
5028055 | 116561 | 4459 | 3 | 895 | 1100509 | Agrawal Power Pvt.Ltd. |  | 20-279-110600-26-00001 | 6 | 2026-04-02 17:06 | 48520 | Turnkey- C Rajgarh | O&M Dn Jeerapur | RDSS | Revamped Distribution Sector Scheme | 2024-08-05 | 2024-06-11 19:41 | 2026-08-31 |  | 19338231.19 | 25336177.36 | Approved | PROJECT FOR THE FEEDER 33kv Dhamaniya jogi substaion @AND FEEDER ID 48520 | PROJECT FOR THE FEEDER 33kv Dhamaniya jogi substaion @AND FEEDER ID 48520 NSS-Damaniya Jogi Substation-Agrawal Power | Na | Na |  | NSS-Damaniya Jogi Substation-Agrawal Power | 2705142 | 10 | RDCZ-Part-B-B6 | RDCZ-Part-B-B6 | 1.00 |  |  | 0 | Labor | 15551269.44 | 19878028.76 | P-0001077 | RDCZ-Part-B-B6LaborP-0001077 | App road 60mm thick concr paver block M-30 grade along trench upto various equip | m2 | M2 | 82 | 0 | 0
5028055 | 116561 | 4459 | 3 | 895 | 1100510 | Agrawal Power Pvt.Ltd. |  | 20-279-110600-26-00001 | 6 | 2026-04-02 17:06 | 48520 | Turnkey- C Rajgarh | O&M Dn Jeerapur | RDSS | Revamped Distribution Sector Scheme | 2024-08-05 | 2024-06-11 19:41 | 2026-08-31 |  | 19338231.19 | 25336177.36 | Approved | PROJECT FOR THE FEEDER 33kv Dhamaniya jogi substaion @AND FEEDER ID 48520 | PROJECT FOR THE FEEDER 33kv Dhamaniya jogi substaion @AND FEEDER ID 48520 NSS-Damaniya Jogi Substation-Agrawal Power | Na | Na |  | NSS-Damaniya Jogi Substation-Agrawal Power | 2705142 | 10 | RDCZ-Part-B-B6 | RDCZ-Part-B-B6 | 1.00 |  |  | 0 | Supply | 15551269.44 | 19878028.76 | P-0001083 | RDCZ-Part-B-B6SupplyP-0001083 | Cost of retaining wall 1.5 M high as per site requirement | RM | RM | 0.0001 | .75 | .89
5028055 | 116561 | 4459 | 3 | 895 | 1100511 | Agrawal Power Pvt.Ltd. |  | 20-279-110600-26-00001 | 6 | 2026-04-02 17:06 | 48520 | Turnkey- C Rajgarh | O&M Dn Jeerapur | RDSS | Revamped Distribution Sector Scheme | 2024-08-05 | 2024-06-11 19:41 | 2026-08-31 |  | 19338231.19 | 25336177.36 | Approved | PROJECT FOR THE FEEDER 33kv Dhamaniya jogi substaion @AND FEEDER ID 48520 | PROJECT FOR THE FEEDER 33kv Dhamaniya jogi substaion @AND FEEDER ID 48520 NSS-Damaniya Jogi Substation-Agrawal Power | Na | Na |  | NSS-Damaniya Jogi Substation-Agrawal Power | 2705142 | 10 | RDCZ-Part-B-B6 | RDCZ-Part-B-B6 | 1.00 |  |  | 0 | Labor | 15551269.44 | 19878028.76 | P-0001083 | RDCZ-Part-B-B6LaborP-0001083 | Cost of retaining wall 1.5 M high as per site requirement | RM | RM | 0.0001 | 0 | 0
5028055 | 116561 | 4459 | 3 | 895 | 1100512 | Agrawal Power Pvt.Ltd. |  | 20-279-110600-26-00001 | 6 | 2026-04-02 17:06 | 48520 | Turnkey- C Rajgarh | O&M Dn Jeerapur | RDSS | Revamped Distribution Sector Scheme | 2024-08-05 | 2024-06-11 19:41 | 2026-08-31 |  | 19338231.19 | 25336177.36 | Approved | PROJECT FOR THE FEEDER 33kv Dhamaniya jogi substaion @AND FEEDER ID 48520 | PROJECT FOR THE FEEDER 33kv Dhamaniya jogi substaion @AND FEEDER ID 48520 NSS-Damaniya Jogi Substation-Agrawal Power | Na | Na |  | NSS-Damaniya Jogi Substation-Agrawal Power | 2705142 | 10 | RDCZ-Part-B-B6 | RDCZ-Part-B-B6 | 1.00 |  |  | 0 | Supply | 15551269.44 | 19878028.76 | P-0001084 | RDCZ-Part-B-B6SupplyP-0001084 | ing brick massonery 0.6x0.6M inner,flag stone cover:18 no. earth pit | No | NO | 25 | 58239 | 68722.02
5028055 | 116561 | 4459 | 3 | 895 | 1100513 | Agrawal Power Pvt.Ltd. |  | 20-279-110600-26-00001 | 6 | 2026-04-02 17:06 | 48520 | Turnkey- C Rajgarh | O&M Dn Jeerapur | RDSS | Revamped Distribution Sector Scheme | 2024-08-05 | 2024-06-11 19:41 | 2026-08-31 |  | 19338231.19 | 25336177.36 | Approved | PROJECT FOR THE FEEDER 33kv Dhamaniya jogi substaion @AND FEEDER ID 48520 | PROJECT FOR THE FEEDER 33kv Dhamaniya jogi substaion @AND FEEDER ID 48520 NSS-Damaniya Jogi Substation-Agrawal Power | Na | Na |  | NSS-Damaniya Jogi Substation-Agrawal Power | 2705142 | 10 | RDCZ-Part-B-B6 | RDCZ-Part-B-B6 | 1.00 |  |  | 0 | Labor | 15551269.44 | 19878028.76 | P-0001084 | RDCZ-Part-B-B6LaborP-0001084 | ing brick massonery 0.6x0.6M inner,flag stone cover:18 no. earth pit | No | NO | 25 | 0 | 0
5028055 | 116561 | 4459 | 3 | 895 | 1100514 | Agrawal Power Pvt.Ltd. |  | 20-279-110600-26-00001 | 6 | 2026-04-02 17:06 | 48520 | Turnkey- C Rajgarh | O&M Dn Jeerapur | RDSS | Revamped Distribution Sector Scheme | 2024-08-05 | 2024-06-11 19:41 | 2026-08-31 |  | 19338231.19 | 25336177.36 | Approved | PROJECT FOR THE FEEDER 33kv Dhamaniya jogi substaion @AND FEEDER ID 48520 | PROJECT FOR THE FEEDER 33kv Dhamaniya jogi substaion @AND FEEDER ID 48520 NSS-Damaniya Jogi Substation-Agrawal Power | Na | Na |  | NSS-Damaniya Jogi Substation-Agrawal Power | 2705142 | 10 | RDCZ-Part-B-B6 | RDCZ-Part-B-B6 | 1.00 |  |  | 0 | Supply | 15551269.44 | 19878028.76 | P-0001086 | RDCZ-Part-B-B6SupplyP-0001086 | ADD DIGGING 150 MM DIA TUBE WELL, CASING BEYOND 60 MTR | RM | RM | 141.6 | 274556.74 | 323976.95
5028055 | 116561 | 4459 | 3 | 895 | 1100515 | Agrawal Power Pvt.Ltd. |  | 20-279-110600-26-00001 | 6 | 2026-04-02 17:06 | 48520 | Turnkey- C Rajgarh | O&M Dn Jeerapur | RDSS | Revamped Distribution Sector Scheme | 2024-08-05 | 2024-06-11 19:41 | 2026-08-31 |  | 19338231.19 | 25336177.36 | Approved | PROJECT FOR THE FEEDER 33kv Dhamaniya jogi substaion @AND FEEDER ID 48520 | PROJECT FOR THE FEEDER 33kv Dhamaniya jogi substaion @AND FEEDER ID 48520 NSS-Damaniya Jogi Substation-Agrawal Power | Na | Na |  | NSS-Damaniya Jogi Substation-Agrawal Power | 2705142 | 10 | RDCZ-Part-B-B6 | RDCZ-Part-B-B6 | 1.00 |  |  | 0 | Labor | 15551269.44 | 19878028.76 | P-0001086 | RDCZ-Part-B-B6LaborP-0001086 | ADD DIGGING 150 MM DIA TUBE WELL, CASING BEYOND 60 MTR | RM | RM | 141.6 | 0 | 0
5028055 | 116561 | 4459 | 3 | 895 | 1100516 | Agrawal Power Pvt.Ltd. |  | 20-279-110600-26-00001 | 6 | 2026-04-02 17:06 | 48520 | Turnkey- C Rajgarh | O&M Dn Jeerapur | RDSS | Revamped Distribution Sector Scheme | 2024-08-05 | 2024-06-11 19:41 | 2026-08-31 |  | 19338231.19 | 25336177.36 | Approved | PROJECT FOR THE FEEDER 33kv Dhamaniya jogi substaion @AND FEEDER ID 48520 | PROJECT FOR THE FEEDER 33kv Dhamaniya jogi substaion @AND FEEDER ID 48520 NSS-Damaniya Jogi Substation-Agrawal Power | Na | Na |  | NSS-Damaniya Jogi Substation-Agrawal Power | 2705142 | 10 | RDCZ-Part-B-B6 | RDCZ-Part-B-B6 | 1.00 |  |  | 0 | Supply | 15551269.44 | 19878028.76 | P-0001089 | RDCZ-Part-B-B6SupplyP-0001089 | Laying of Metal in yard:100 mm thick metalling with 40 mm size B.T. | CMT | CMT | 110 | 147769.6 | 174368.13
5028055 | 116561 | 4459 | 3 | 895 | 1100517 | Agrawal Power Pvt.Ltd. |  | 20-279-110600-26-00001 | 6 | 2026-04-02 17:06 | 48520 | Turnkey- C Rajgarh | O&M Dn Jeerapur | RDSS | Revamped Distribution Sector Scheme | 2024-08-05 | 2024-06-11 19:41 | 2026-08-31 |  | 19338231.19 | 25336177.36 | Approved | PROJECT FOR THE FEEDER 33kv Dhamaniya jogi substaion @AND FEEDER ID 48520 | PROJECT FOR THE FEEDER 33kv Dhamaniya jogi substaion @AND FEEDER ID 48520 NSS-Damaniya Jogi Substation-Agrawal Power | Na | Na |  | NSS-Damaniya Jogi Substation-Agrawal Power | 2705142 | 10 | RDCZ-Part-B-B6 | RDCZ-Part-B-B6 | 1.00 |  |  | 0 | Labor | 15551269.44 | 19878028.76 | P-0001089 | RDCZ-Part-B-B6LaborP-0001089 | Laying of Metal in yard:100 mm thick metalling with 40 mm size B.T. | CMT | CMT | 110 | 0 | 0
5028055 | 116561 | 4459 | 3 | 895 | 1100518 | Agrawal Power Pvt.Ltd. |  | 20-279-110600-26-00001 | 6 | 2026-04-02 17:06 | 48520 | Turnkey- C Rajgarh | O&M Dn Jeerapur | RDSS | Revamped Distribution Sector Scheme | 2024-08-05 | 2024-06-11 19:41 | 2026-08-31 |  | 19338231.19 | 25336177.36 | Approved | PROJECT FOR THE FEEDER 33kv Dhamaniya jogi substaion @AND FEEDER ID 48520 | PROJECT FOR THE FEEDER 33kv Dhamaniya jogi substaion @AND FEEDER ID 48520 NSS-Damaniya Jogi Substation-Agrawal Power | Na | Na |  | NSS-Damaniya Jogi Substation-Agrawal Power | 2705142 | 10 | RDCZ-Part-B-B6 | RDCZ-Part-B-B6 | 1.00 |  |  | 7089.03 | Supply | 15551269.44 | 19878028.76 | P-0001108 | RDCZ-Part-B-B6SupplyP-0001108 | Direct Curent Distribution Board (DCDB) 24 Volts Indoor floor/ wall | Ea | EA | 1 | 53523.8 | 71523.14
5028055 | 116561 | 4459 | 3 | 895 | 1100519 | Agrawal Power Pvt.Ltd. |  | 20-279-110600-26-00001 | 6 | 2026-04-02 17:06 | 48520 | Turnkey- C Rajgarh | O&M Dn Jeerapur | RDSS | Revamped Distribution Sector Scheme | 2024-08-05 | 2024-06-11 19:41 | 2026-08-31 |  | 19338231.19 | 25336177.36 | Approved | PROJECT FOR THE FEEDER 33kv Dhamaniya jogi substaion @AND FEEDER ID 48520 | PROJECT FOR THE FEEDER 33kv Dhamaniya jogi substaion @AND FEEDER ID 48520 NSS-Damaniya Jogi Substation-Agrawal Power | Na | Na |  | NSS-Damaniya Jogi Substation-Agrawal Power | 2705142 | 10 | RDCZ-Part-B-B6 | RDCZ-Part-B-B6 | 1.00 |  |  | 7089.03 | Labor | 15551269.44 | 19878028.76 | P-0001108 | RDCZ-Part-B-B6LaborP-0001108 | Direct Curent Distribution Board (DCDB) 24 Volts Indoor floor/ wall | Ea | EA | 1 | 7089.03 | 7089.03
5028055 | 116561 | 4459 | 3 | 895 | 1100520 | Agrawal Power Pvt.Ltd. |  | 20-279-110600-26-00001 | 6 | 2026-04-02 17:06 | 48520 | Turnkey- C Rajgarh | O&M Dn Jeerapur | RDSS | Revamped Distribution Sector Scheme | 2024-08-05 | 2024-06-11 19:41 | 2026-08-31 |  | 19338231.19 | 25336177.36 | Approved | PROJECT FOR THE FEEDER 33kv Dhamaniya jogi substaion @AND FEEDER ID 48520 | PROJECT FOR THE FEEDER 33kv Dhamaniya jogi substaion @AND FEEDER ID 48520 NSS-Damaniya Jogi Substation-Agrawal Power | Na | Na |  | NSS-Damaniya Jogi Substation-Agrawal Power | 2705142 | 10 | RDCZ-Part-B-B6 | RDCZ-Part-B-B6 | 1.00 |  |  | 15634.71 | Supply | 15551269.44 | 19878028.76 | P-0001109 | RDCZ-Part-B-B6SupplyP-0001109 | ACDB 415 V, along with three phase-neutral voltmeter, three phase ammeter | No | NO | 1 | 117122.21 | 156653.17
5028055 | 116561 | 4459 | 3 | 895 | 1100521 | Agrawal Power Pvt.Ltd. |  | 20-279-110600-26-00001 | 6 | 2026-04-02 17:06 | 48520 | Turnkey- C Rajgarh | O&M Dn Jeerapur | RDSS | Revamped Distribution Sector Scheme | 2024-08-05 | 2024-06-11 19:41 | 2026-08-31 |  | 19338231.19 | 25336177.36 | Approved | PROJECT FOR THE FEEDER 33kv Dhamaniya jogi substaion @AND FEEDER ID 48520 | PROJECT FOR THE FEEDER 33kv Dhamaniya jogi substaion @AND FEEDER ID 48520 NSS-Damaniya Jogi Substation-Agrawal Power | Na | Na |  | NSS-Damaniya Jogi Substation-Agrawal Power | 2705142 | 10 | RDCZ-Part-B-B6 | RDCZ-Part-B-B6 | 1.00 |  |  | 15634.71 | Labor | 15551269.44 | 19878028.76 | P-0001109 | RDCZ-Part-B-B6LaborP-0001109 | ACDB 415 V, along with three phase-neutral voltmeter, three phase ammeter | No | NO | 1 | 15634.71 | 15634.71
5028055 | 116561 | 4459 | 3 | 895 | 1100522 | Agrawal Power Pvt.Ltd. |  | 20-279-110600-26-00001 | 6 | 2026-04-02 17:06 | 48520 | Turnkey- C Rajgarh | O&M Dn Jeerapur | RDSS | Revamped Distribution Sector Scheme | 2024-08-05 | 2024-06-11 19:41 | 2026-08-31 |  | 19338231.19 | 25336177.36 | Approved | PROJECT FOR THE FEEDER 33kv Dhamaniya jogi substaion @AND FEEDER ID 48520 | PROJECT FOR THE FEEDER 33kv Dhamaniya jogi substaion @AND FEEDER ID 48520 NSS-Damaniya Jogi Substation-Agrawal Power | Na | Na |  | NSS-Damaniya Jogi Substation-Agrawal Power | 2705142 | 10 | RDCZ-Part-B-B6 | RDCZ-Part-B-B6 | 1.00 |  |  | 0 | Supply | 15551269.44 | 19878028.76 | P-0001115 | RDCZ-Part-B-B6SupplyP-0001115 | Ctrl room &amp; Internal electrification work for Size 6.00 X 11.70 M for rural ar. | No | NO | 1 | 815132.71 | 961856.6
5028055 | 116561 | 4459 | 3 | 895 | 1100523 | Agrawal Power Pvt.Ltd. |  | 20-279-110600-26-00001 | 6 | 2026-04-02 17:06 | 48520 | Turnkey- C Rajgarh | O&M Dn Jeerapur | RDSS | Revamped Distribution Sector Scheme | 2024-08-05 | 2024-06-11 19:41 | 2026-08-31 |  | 19338231.19 | 25336177.36 | Approved | PROJECT FOR THE FEEDER 33kv Dhamaniya jogi substaion @AND FEEDER ID 48520 | PROJECT FOR THE FEEDER 33kv Dhamaniya jogi substaion @AND FEEDER ID 48520 NSS-Damaniya Jogi Substation-Agrawal Power | Na | Na |  | NSS-Damaniya Jogi Substation-Agrawal Power | 2705142 | 10 | RDCZ-Part-B-B6 | RDCZ-Part-B-B6 | 1.00 |  |  | 0 | Labor | 15551269.44 | 19878028.76 | P-0001115 | RDCZ-Part-B-B6LaborP-0001115 | Ctrl room &amp; Internal electrification work for Size 6.00 X 11.70 M for rural ar. | No | NO | 1 | 0 | 0
5028055 | 116561 | 4459 | 3 | 895 | 1100524 | Agrawal Power Pvt.Ltd. |  | 20-279-110600-26-00001 | 6 | 2026-04-02 17:06 | 48520 | Turnkey- C Rajgarh | O&M Dn Jeerapur | RDSS | Revamped Distribution Sector Scheme | 2024-08-05 | 2024-06-11 19:41 | 2026-08-31 |  | 19338231.19 | 25336177.36 | Approved | PROJECT FOR THE FEEDER 33kv Dhamaniya jogi substaion @AND FEEDER ID 48520 | PROJECT FOR THE FEEDER 33kv Dhamaniya jogi substaion @AND FEEDER ID 48520 NSS-Damaniya Jogi Substation-Agrawal Power | Na | Na |  | NSS-Damaniya Jogi Substation-Agrawal Power | 2705142 | 10 | RDCZ-Part-B-B6 | RDCZ-Part-B-B6 | 1.00 |  |  | 0 | Supply | 15551269.44 | 19878028.76 | P-0001117 | RDCZ-Part-B-B6SupplyP-0001117 | Pro. avoid grass in sub-station yards detailed in (e-1) and (e-2) in Civil Stock | m2 | M2 | 1200 | 185160 | 218488.8
5028055 | 116561 | 4459 | 3 | 895 | 1100525 | Agrawal Power Pvt.Ltd. |  | 20-279-110600-26-00001 | 6 | 2026-04-02 17:06 | 48520 | Turnkey- C Rajgarh | O&M Dn Jeerapur | RDSS | Revamped Distribution Sector Scheme | 2024-08-05 | 2024-06-11 19:41 | 2026-08-31 |  | 19338231.19 | 25336177.36 | Approved | PROJECT FOR THE FEEDER 33kv Dhamaniya jogi substaion @AND FEEDER ID 48520 | PROJECT FOR THE FEEDER 33kv Dhamaniya jogi substaion @AND FEEDER ID 48520 NSS-Damaniya Jogi Substation-Agrawal Power | Na | Na |  | NSS-Damaniya Jogi Substation-Agrawal Power | 2705142 | 10 | RDCZ-Part-B-B6 | RDCZ-Part-B-B6 | 1.00 |  |  | 0 | Labor | 15551269.44 | 19878028.76 | P-0001117 | RDCZ-Part-B-B6LaborP-0001117 | Pro. avoid grass in sub-station yards detailed in (e-1) and (e-2) in Civil Stock | m2 | M2 | 1200 | 0 | 0
5028055 | 116561 | 4459 | 3 | 895 | 1100526 | Agrawal Power Pvt.Ltd. |  | 20-279-110600-26-00001 | 6 | 2026-04-02 17:06 | 48520 | Turnkey- C Rajgarh | O&M Dn Jeerapur | RDSS | Revamped Distribution Sector Scheme | 2024-08-05 | 2024-06-11 19:41 | 2026-08-31 |  | 19338231.19 | 25336177.36 | Approved | PROJECT FOR THE FEEDER 33kv Dhamaniya jogi substaion @AND FEEDER ID 48520 | PROJECT FOR THE FEEDER 33kv Dhamaniya jogi substaion @AND FEEDER ID 48520 NSS-Damaniya Jogi Substation-Agrawal Power | Na | Na |  | NSS-Damaniya Jogi Substation-Agrawal Power | 2705142 | 10 | RDCZ-Part-B-B6 | RDCZ-Part-B-B6 | 1.00 |  |  | 0 | Supply | 15551269.44 | 19878028.76 | P-0001421 | RDCZ-Part-B-B6SupplyP-0001421 | INTEGRATION OF SUBSTATION WITH RT-DAS/SCADA SOFTWARE | JOB | JOB | 1 | 52871 | 62387.78
5028055 | 116561 | 4459 | 3 | 895 | 1100527 | Agrawal Power Pvt.Ltd. |  | 20-279-110600-26-00001 | 6 | 2026-04-02 17:06 | 48520 | Turnkey- C Rajgarh | O&M Dn Jeerapur | RDSS | Revamped Distribution Sector Scheme | 2024-08-05 | 2024-06-11 19:41 | 2026-08-31 |  | 19338231.19 | 25336177.36 | Approved | PROJECT FOR THE FEEDER 33kv Dhamaniya jogi substaion @AND FEEDER ID 48520 | PROJECT FOR THE FEEDER 33kv Dhamaniya jogi substaion @AND FEEDER ID 48520 NSS-Damaniya Jogi Substation-Agrawal Power | Na | Na |  | NSS-Damaniya Jogi Substation-Agrawal Power | 2705142 | 10 | RDCZ-Part-B-B6 | RDCZ-Part-B-B6 | 1.00 |  |  | 0 | Labor | 15551269.44 | 19878028.76 | P-0001421 | RDCZ-Part-B-B6LaborP-0001421 | INTEGRATION OF SUBSTATION WITH RT-DAS/SCADA SOFTWARE | JOB | JOB | 1 | 0 | 0
5028055 | 116561 | 4459 | 3 | 895 | 1100528 | Agrawal Power Pvt.Ltd. |  | 20-279-110600-26-00001 | 6 | 2026-04-02 17:06 | 48520 | Turnkey- C Rajgarh | O&M Dn Jeerapur | RDSS | Revamped Distribution Sector Scheme | 2024-08-05 | 2024-06-11 19:41 | 2026-08-31 |  | 19338231.19 | 25336177.36 | Approved | PROJECT FOR THE FEEDER 33kv Dhamaniya jogi substaion @AND FEEDER ID 48520 | PROJECT FOR THE FEEDER 33kv Dhamaniya jogi substaion @AND FEEDER ID 48520 NSS-Damaniya Jogi Substation-Agrawal Power | Na | Na |  | NSS-Damaniya Jogi Substation-Agrawal Power | 2705142 | 10 | RDCZ-Part-B-B6 | RDCZ-Part-B-B6 | 1.00 |  |  | 0 | Supply | 15551269.44 | 19878028.76 | P-0001476 | RDCZ-Part-B-B6SupplyP-0001476 | 4G SIM card charges | No | NO | 2 | 25896 | 30557.28
5028055 | 116561 | 4459 | 3 | 895 | 1100529 | Agrawal Power Pvt.Ltd. |  | 20-279-110600-26-00001 | 6 | 2026-04-02 17:06 | 48520 | Turnkey- C Rajgarh | O&M Dn Jeerapur | RDSS | Revamped Distribution Sector Scheme | 2024-08-05 | 2024-06-11 19:41 | 2026-08-31 |  | 19338231.19 | 25336177.36 | Approved | PROJECT FOR THE FEEDER 33kv Dhamaniya jogi substaion @AND FEEDER ID 48520 | PROJECT FOR THE FEEDER 33kv Dhamaniya jogi substaion @AND FEEDER ID 48520 NSS-Damaniya Jogi Substation-Agrawal Power | Na | Na |  | NSS-Damaniya Jogi Substation-Agrawal Power | 2705142 | 10 | RDCZ-Part-B-B6 | RDCZ-Part-B-B6 | 1.00 |  |  | 0 | Labor | 15551269.44 | 19878028.76 | P-0001476 | RDCZ-Part-B-B6LaborP-0001476 | 4G SIM card charges | No | NO | 2 | 0 | 0
5028055 | 116561 | 4459 | 3 | 895 | 1100530 | Agrawal Power Pvt.Ltd. |  | 20-279-110600-26-00001 | 6 | 2026-04-02 17:06 | 48520 | Turnkey- C Rajgarh | O&M Dn Jeerapur | RDSS | Revamped Distribution Sector Scheme | 2024-08-05 | 2024-06-11 19:41 | 2026-08-31 |  | 19338231.19 | 25336177.36 | Approved | PROJECT FOR THE FEEDER 33kv Dhamaniya jogi substaion @AND FEEDER ID 48520 | PROJECT FOR THE FEEDER 33kv Dhamaniya jogi substaion @AND FEEDER ID 48520 NSS-Damaniya Jogi Substation-Agrawal Power | Na | Na |  | NSS-Damaniya Jogi Substation-Agrawal Power | 2705142 | 10 | RDCZ-Part-B-B6 | RDCZ-Part-B-B6 | 1.00 |  |  | 1268.96 | Supply | 15551269.44 | 19878028.76 | P-0403018 | RDCZ-Part-B-B6SupplyP-0403018 | G.I. STRIP 25X3 MM1 | Kg | KG | 88 | 6836.72 | 9564.7
5028055 | 116561 | 4459 | 3 | 895 | 1100531 | Agrawal Power Pvt.Ltd. |  | 20-279-110600-26-00001 | 6 | 2026-04-02 17:06 | 48520 | Turnkey- C Rajgarh | O&M Dn Jeerapur | RDSS | Revamped Distribution Sector Scheme | 2024-08-05 | 2024-06-11 19:41 | 2026-08-31 |  | 19338231.19 | 25336177.36 | Approved | PROJECT FOR THE FEEDER 33kv Dhamaniya jogi substaion @AND FEEDER ID 48520 | PROJECT FOR THE FEEDER 33kv Dhamaniya jogi substaion @AND FEEDER ID 48520 NSS-Damaniya Jogi Substation-Agrawal Power | Na | Na |  | NSS-Damaniya Jogi Substation-Agrawal Power | 2705142 | 10 | RDCZ-Part-B-B6 | RDCZ-Part-B-B6 | 1.00 |  |  | 1268.96 | Labor | 15551269.44 | 19878028.76 | P-0403018 | RDCZ-Part-B-B6LaborP-0403018 | G.I. STRIP 25X3 MM1 | Kg | KG | 88 | 1268.96 | 1268.96
5028055 | 116561 | 4459 | 3 | 895 | 1100532 | Agrawal Power Pvt.Ltd. |  | 20-279-110600-26-00001 | 6 | 2026-04-02 17:06 | 48520 | Turnkey- C Rajgarh | O&M Dn Jeerapur | RDSS | Revamped Distribution Sector Scheme | 2024-08-05 | 2024-06-11 19:41 | 2026-08-31 |  | 19338231.19 | 25336177.36 | Approved | PROJECT FOR THE FEEDER 33kv Dhamaniya jogi substaion @AND FEEDER ID 48520 | PROJECT FOR THE FEEDER 33kv Dhamaniya jogi substaion @AND FEEDER ID 48520 NSS-Damaniya Jogi Substation-Agrawal Power | Na | Na |  | NSS-Damaniya Jogi Substation-Agrawal Power | 2705142 | 10 | RDCZ-Part-B-B6 | RDCZ-Part-B-B6 | 1.00 |  |  | 0 | Supply | 15551269.44 | 19878028.76 | P-0602033 | RDCZ-Part-B-B6SupplyP-0602033 | 33 KV composite polymer Strain set with hard ware suitable for Panther Conductor | No | NO | 156 | 76588.2 | 90374.08
5028055 | 116561 | 4459 | 3 | 895 | 1100533 | Agrawal Power Pvt.Ltd. |  | 20-279-110600-26-00001 | 6 | 2026-04-02 17:06 | 48520 | Turnkey- C Rajgarh | O&M Dn Jeerapur | RDSS | Revamped Distribution Sector Scheme | 2024-08-05 | 2024-06-11 19:41 | 2026-08-31 |  | 19338231.19 | 25336177.36 | Approved | PROJECT FOR THE FEEDER 33kv Dhamaniya jogi substaion @AND FEEDER ID 48520 | PROJECT FOR THE FEEDER 33kv Dhamaniya jogi substaion @AND FEEDER ID 48520 NSS-Damaniya Jogi Substation-Agrawal Power | Na | Na |  | NSS-Damaniya Jogi Substation-Agrawal Power | 2705142 | 10 | RDCZ-Part-B-B6 | RDCZ-Part-B-B6 | 1.00 |  |  | 0 | Labor | 15551269.44 | 19878028.76 | P-0602033 | RDCZ-Part-B-B6LaborP-0602033 | 33 KV composite polymer Strain set with hard ware suitable for Panther Conductor | No | NO | 156 | 0 | 0
5028055 | 116561 | 4459 | 3 | 895 | 1100534 | Agrawal Power Pvt.Ltd. |  | 20-279-110600-26-00001 | 6 | 2026-04-02 17:06 | 48520 | Turnkey- C Rajgarh | O&M Dn Jeerapur | RDSS | Revamped Distribution Sector Scheme | 2024-08-05 | 2024-06-11 19:41 | 2026-08-31 |  | 19338231.19 | 25336177.36 | Approved | PROJECT FOR THE FEEDER 33kv Dhamaniya jogi substaion @AND FEEDER ID 48520 | PROJECT FOR THE FEEDER 33kv Dhamaniya jogi substaion @AND FEEDER ID 48520 NSS-Damaniya Jogi Substation-Agrawal Power | Na | Na |  | NSS-Damaniya Jogi Substation-Agrawal Power | 2705142 | 10 | RDCZ-Part-B-B6 | RDCZ-Part-B-B6 | 1.00 |  |  | 0 | Supply | 15551269.44 | 19878028.76 | P-0702056 | RDCZ-Part-B-B6SupplyP-0702056 | Stone Block/Pre cast block for base pedding(450X450X75MM) | No | NO | 35 | 10234.35 | 12076.53
5028055 | 116561 | 4459 | 3 | 895 | 1100535 | Agrawal Power Pvt.Ltd. |  | 20-279-110600-26-00001 | 6 | 2026-04-02 17:06 | 48520 | Turnkey- C Rajgarh | O&M Dn Jeerapur | RDSS | Revamped Distribution Sector Scheme | 2024-08-05 | 2024-06-11 19:41 | 2026-08-31 |  | 19338231.19 | 25336177.36 | Approved | PROJECT FOR THE FEEDER 33kv Dhamaniya jogi substaion @AND FEEDER ID 48520 | PROJECT FOR THE FEEDER 33kv Dhamaniya jogi substaion @AND FEEDER ID 48520 NSS-Damaniya Jogi Substation-Agrawal Power | Na | Na |  | NSS-Damaniya Jogi Substation-Agrawal Power | 2705142 | 10 | RDCZ-Part-B-B6 | RDCZ-Part-B-B6 | 1.00 |  |  | 0 | Labor | 15551269.44 | 19878028.76 | P-0702056 | RDCZ-Part-B-B6LaborP-0702056 | Stone Block/Pre cast block for base pedding(450X450X75MM) | No | NO | 35 | 0 | 0
5028055 | 116561 | 4459 | 3 | 895 | 1100536 | Agrawal Power Pvt.Ltd. |  | 20-279-110600-26-00001 | 6 | 2026-04-02 17:06 | 48520 | Turnkey- C Rajgarh | O&M Dn Jeerapur | RDSS | Revamped Distribution Sector Scheme | 2024-08-05 | 2024-06-11 19:41 | 2026-08-31 |  | 19338231.19 | 25336177.36 | Approved | PROJECT FOR THE FEEDER 33kv Dhamaniya jogi substaion @AND FEEDER ID 48520 | PROJECT FOR THE FEEDER 33kv Dhamaniya jogi substaion @AND FEEDER ID 48520 NSS-Damaniya Jogi Substation-Agrawal Power | Na | Na |  | NSS-Damaniya Jogi Substation-Agrawal Power | 2705142 | 10 | RDCZ-Part-B-B6 | RDCZ-Part-B-B6 | 1.00 |  |  | 431.6 | Supply | 15551269.44 | 19878028.76 | P-0908110 | RDCZ-Part-B-B6SupplyP-0908110 | Dual SIM 4G Router/modem with Active-Active mode fallback facility of 4G/3G/2G | No | NO | 1 | 23882.59 | 28690.74
5028055 | 116561 | 4459 | 3 | 895 | 1100537 | Agrawal Power Pvt.Ltd. |  | 20-279-110600-26-00001 | 6 | 2026-04-02 17:06 | 48520 | Turnkey- C Rajgarh | O&M Dn Jeerapur | RDSS | Revamped Distribution Sector Scheme | 2024-08-05 | 2024-06-11 19:41 | 2026-08-31 |  | 19338231.19 | 25336177.36 | Approved | PROJECT FOR THE FEEDER 33kv Dhamaniya jogi substaion @AND FEEDER ID 48520 | PROJECT FOR THE FEEDER 33kv Dhamaniya jogi substaion @AND FEEDER ID 48520 NSS-Damaniya Jogi Substation-Agrawal Power | Na | Na |  | NSS-Damaniya Jogi Substation-Agrawal Power | 2705142 | 10 | RDCZ-Part-B-B6 | RDCZ-Part-B-B6 | 1.00 |  |  | 431.6 | Labor | 15551269.44 | 19878028.76 | P-0908110 | RDCZ-Part-B-B6LaborP-0908110 | Dual SIM 4G Router/modem with Active-Active mode fallback facility of 4G/3G/2G | No | NO | 1 | 431.6 | 431.6
5028055 | 116561 | 4459 | 3 | 895 | 1100538 | Agrawal Power Pvt.Ltd. |  | 20-279-110600-26-00001 | 6 | 2026-04-02 17:06 | 48520 | Turnkey- C Rajgarh | O&M Dn Jeerapur | RDSS | Revamped Distribution Sector Scheme | 2024-08-05 | 2024-06-11 19:41 | 2026-08-31 |  | 19338231.19 | 25336177.36 | Approved | PROJECT FOR THE FEEDER 33kv Dhamaniya jogi substaion @AND FEEDER ID 48520 | PROJECT FOR THE FEEDER 33kv Dhamaniya jogi substaion @AND FEEDER ID 48520 NSS-Damaniya Jogi Substation-Agrawal Power | Na | Na |  | NSS-Damaniya Jogi Substation-Agrawal Power | 2705142 | 10 | RDCZ-Part-B-B6 | RDCZ-Part-B-B6 | 1.00 |  |  | 0 | Supply | 15551269.44 | 19878028.76 | P-1203004 | RDCZ-Part-B-B6SupplyP-1203004 | Bentonite compound powder | Kg | KG | 2500 | 26975 | 31830.5
5028055 | 116561 | 4459 | 3 | 895 | 1100539 | Agrawal Power Pvt.Ltd. |  | 20-279-110600-26-00001 | 6 | 2026-04-02 17:06 | 48520 | Turnkey- C Rajgarh | O&M Dn Jeerapur | RDSS | Revamped Distribution Sector Scheme | 2024-08-05 | 2024-06-11 19:41 | 2026-08-31 |  | 19338231.19 | 25336177.36 | Approved | PROJECT FOR THE FEEDER 33kv Dhamaniya jogi substaion @AND FEEDER ID 48520 | PROJECT FOR THE FEEDER 33kv Dhamaniya jogi substaion @AND FEEDER ID 48520 NSS-Damaniya Jogi Substation-Agrawal Power | Na | Na |  | NSS-Damaniya Jogi Substation-Agrawal Power | 2705142 | 10 | RDCZ-Part-B-B6 | RDCZ-Part-B-B6 | 1.00 |  |  | 0 | Labor | 15551269.44 | 19878028.76 | P-1203004 | RDCZ-Part-B-B6LaborP-1203004 | Bentonite compound powder | Kg | KG | 2500 | 0 | 0
5028055 | 116561 | 4459 | 3 | 895 | 1100540 | Agrawal Power Pvt.Ltd. |  | 20-279-110600-26-00001 | 6 | 2026-04-02 17:06 | 48520 | Turnkey- C Rajgarh | O&M Dn Jeerapur | RDSS | Revamped Distribution Sector Scheme | 2024-08-05 | 2024-06-11 19:41 | 2026-08-31 |  | 19338231.19 | 25336177.36 | Approved | PROJECT FOR THE FEEDER 33kv Dhamaniya jogi substaion @AND FEEDER ID 48520 | PROJECT FOR THE FEEDER 33kv Dhamaniya jogi substaion @AND FEEDER ID 48520 NSS-Damaniya Jogi Substation-Agrawal Power | Na | Na |  | NSS-Damaniya Jogi Substation-Agrawal Power | 2705142 | 10 | RDCZ-Part-B-B6 | RDCZ-Part-B-B6 | 1.00 |  |  | 0 | Supply | 15551269.44 | 19878028.76 | P-1404002 | RDCZ-Part-B-B6SupplyP-1404002 | Furniture for control room Table 600mmx 900mm- 1no., Chair- 3no., | Set | SET | 1 | 59036.38 | 69662.93
5028055 | 116561 | 4459 | 3 | 895 | 1100541 | Agrawal Power Pvt.Ltd. |  | 20-279-110600-26-00001 | 6 | 2026-04-02 17:06 | 48520 | Turnkey- C Rajgarh | O&M Dn Jeerapur | RDSS | Revamped Distribution Sector Scheme | 2024-08-05 | 2024-06-11 19:41 | 2026-08-31 |  | 19338231.19 | 25336177.36 | Approved | PROJECT FOR THE FEEDER 33kv Dhamaniya jogi substaion @AND FEEDER ID 48520 | PROJECT FOR THE FEEDER 33kv Dhamaniya jogi substaion @AND FEEDER ID 48520 NSS-Damaniya Jogi Substation-Agrawal Power | Na | Na |  | NSS-Damaniya Jogi Substation-Agrawal Power | 2705142 | 10 | RDCZ-Part-B-B6 | RDCZ-Part-B-B6 | 1.00 |  |  | 0 | Labor | 15551269.44 | 19878028.76 | P-1404002 | RDCZ-Part-B-B6LaborP-1404002 | Furniture for control room Table 600mmx 900mm- 1no., Chair- 3no., | Set | SET | 1 | 0 | 0
5028055 | 116561 | 4459 | 3 | 895 | 2195688 | Agrawal Power Pvt.Ltd. |  | 20-279-110600-26-00001 | 6 | 2026-04-02 17:06 | 48520 | Turnkey- C Rajgarh | O&M Dn Jeerapur | RDSS | Revamped Distribution Sector Scheme | 2024-08-05 | 2024-06-11 19:41 | 2026-08-31 |  | 19338231.19 | 25336177.36 | Approved | PROJECT FOR THE FEEDER 33kv Dhamaniya jogi substaion @AND FEEDER ID 48520 | PROJECT FOR THE FEEDER 33kv Dhamaniya jogi substaion @AND FEEDER ID 48520 NSS-Damaniya Jogi Substation-Agrawal Power | Na | Na |  | NSS-Damaniya Jogi Substation-Agrawal Power | 2705142 | 1 | RDCZ-C1.1 | RDCZ-C1.1 | 1.00 |  |  | 28549.5 | Supply | 450949.48 | 607120.84 | M-0602007 | RDCZ-C1.1SupplyM-0602007 | 11 KV(45KN) Composite Polymer Disc Insulators | Ea | EA | 12 | 1760.88 | 4002.89
5028055 | 116561 | 4459 | 3 | 895 | 2195689 | Agrawal Power Pvt.Ltd. |  | 20-279-110600-26-00001 | 6 | 2026-04-02 17:06 | 48520 | Turnkey- C Rajgarh | O&M Dn Jeerapur | RDSS | Revamped Distribution Sector Scheme | 2024-08-05 | 2024-06-11 19:41 | 2026-08-31 |  | 19338231.19 | 25336177.36 | Approved | PROJECT FOR THE FEEDER 33kv Dhamaniya jogi substaion @AND FEEDER ID 48520 | PROJECT FOR THE FEEDER 33kv Dhamaniya jogi substaion @AND FEEDER ID 48520 NSS-Damaniya Jogi Substation-Agrawal Power | Na | Na |  | NSS-Damaniya Jogi Substation-Agrawal Power | 2705142 | 1 | RDCZ-C1.1 | RDCZ-C1.1 | 1.00 |  |  | 28549.5 | Labor | 450949.48 | 607120.84 | M-0602007 | RDCZ-C1.1LaborM-0602007 | 11 KV(45KN) Composite Polymer Disc Insulators | Ea | EA | 12 | 1631.4 | 1631.4
5028055 | 116561 | 4459 | 3 | 895 | 2195690 | Agrawal Power Pvt.Ltd. |  | 20-279-110600-26-00001 | 6 | 2026-04-02 17:06 | 48520 | Turnkey- C Rajgarh | O&M Dn Jeerapur | RDSS | Revamped Distribution Sector Scheme | 2024-08-05 | 2024-06-11 19:41 | 2026-08-31 |  | 19338231.19 | 25336177.36 | Approved | PROJECT FOR THE FEEDER 33kv Dhamaniya jogi substaion @AND FEEDER ID 48520 | PROJECT FOR THE FEEDER 33kv Dhamaniya jogi substaion @AND FEEDER ID 48520 NSS-Damaniya Jogi Substation-Agrawal Power | Na | Na |  | NSS-Damaniya Jogi Substation-Agrawal Power | 2705142 | 2 | RDCZ-C-1.2 | RDCZ-C-1.2 | 1.00 | Kilometer |  | 401.66 | Supply | 1477056.48 | 2185283.96 | M-0403173 | RDCZ-C-1.2SupplyM-0403173 | Earthing for PCC Pole 4.00 mm-8 SWG G.I wire- 0.8 Kg, per pole | Kg | KG | 26 | 1991.86 | 2582.03
5028055 | 116561 | 4459 | 3 | 895 | 2195691 | Agrawal Power Pvt.Ltd. |  | 20-279-110600-26-00001 | 6 | 2026-04-02 17:06 | 48520 | Turnkey- C Rajgarh | O&M Dn Jeerapur | RDSS | Revamped Distribution Sector Scheme | 2024-08-05 | 2024-06-11 19:41 | 2026-08-31 |  | 19338231.19 | 25336177.36 | Approved | PROJECT FOR THE FEEDER 33kv Dhamaniya jogi substaion @AND FEEDER ID 48520 | PROJECT FOR THE FEEDER 33kv Dhamaniya jogi substaion @AND FEEDER ID 48520 NSS-Damaniya Jogi Substation-Agrawal Power | Na | Na |  | NSS-Damaniya Jogi Substation-Agrawal Power | 2705142 | 2 | RDCZ-C-1.2 | RDCZ-C-1.2 | 1.00 | Kilometer |  | 401.66 | Labor | 1477056.48 | 2185283.96 | M-0403173 | RDCZ-C-1.2LaborM-0403173 | Earthing for PCC Pole 4.00 mm-8 SWG G.I wire- 0.8 Kg, per pole | Kg | KG | 26 | 196.3 | 196.3
5028055 | 116561 | 4459 | 3 | 895 | 2195694 | Agrawal Power Pvt.Ltd. |  | 20-279-110600-26-00001 | 6 | 2026-04-02 17:06 | 48520 | Turnkey- C Rajgarh | O&M Dn Jeerapur | RDSS | Revamped Distribution Sector Scheme | 2024-08-05 | 2024-06-11 19:41 | 2026-08-31 |  | 19338231.19 | 25336177.36 | Approved | PROJECT FOR THE FEEDER 33kv Dhamaniya jogi substaion @AND FEEDER ID 48520 | PROJECT FOR THE FEEDER 33kv Dhamaniya jogi substaion @AND FEEDER ID 48520 NSS-Damaniya Jogi Substation-Agrawal Power | Na | Na |  | NSS-Damaniya Jogi Substation-Agrawal Power | 2705142 | 2 | RDCZ-C-1.2 | RDCZ-C-1.2 | 1.00 | Kilometer |  | 28549.5 | Supply | 1477056.48 | 2185283.96 | M-0602007 | RDCZ-C-1.2SupplyM-0602007 | 11 KV(45KN) Composite Polymer Disc Insulators | Ea | EA | 18 | 2641.32 | 6004.34
5028055 | 116561 | 4459 | 3 | 895 | 2195695 | Agrawal Power Pvt.Ltd. |  | 20-279-110600-26-00001 | 6 | 2026-04-02 17:06 | 48520 | Turnkey- C Rajgarh | O&M Dn Jeerapur | RDSS | Revamped Distribution Sector Scheme | 2024-08-05 | 2024-06-11 19:41 | 2026-08-31 |  | 19338231.19 | 25336177.36 | Approved | PROJECT FOR THE FEEDER 33kv Dhamaniya jogi substaion @AND FEEDER ID 48520 | PROJECT FOR THE FEEDER 33kv Dhamaniya jogi substaion @AND FEEDER ID 48520 NSS-Damaniya Jogi Substation-Agrawal Power | Na | Na |  | NSS-Damaniya Jogi Substation-Agrawal Power | 2705142 | 2 | RDCZ-C-1.2 | RDCZ-C-1.2 | 1.00 | Kilometer |  | 28549.5 | Labor | 1477056.48 | 2185283.96 | M-0602007 | RDCZ-C-1.2LaborM-0602007 | 11 KV(45KN) Composite Polymer Disc Insulators | Ea | EA | 18 | 2447.1 | 2447.1
5028055 | 116561 | 4459 | 3 | 895 | 2195696 | Agrawal Power Pvt.Ltd. |  | 20-279-110600-26-00001 | 6 | 2026-04-02 17:06 | 48520 | Turnkey- C Rajgarh | O&M Dn Jeerapur | RDSS | Revamped Distribution Sector Scheme | 2024-08-05 | 2024-06-11 19:41 | 2026-08-31 |  | 19338231.19 | 25336177.36 | Approved | PROJECT FOR THE FEEDER 33kv Dhamaniya jogi substaion @AND FEEDER ID 48520 | PROJECT FOR THE FEEDER 33kv Dhamaniya jogi substaion @AND FEEDER ID 48520 NSS-Damaniya Jogi Substation-Agrawal Power | Na | Na |  | NSS-Damaniya Jogi Substation-Agrawal Power | 2705142 | 4 | RDCZ-C-10.1 | RDCZ-C-10.1 | 2.00 | Number |  | 241682.51 | Supply | 234195.64 | 341280.54 | M-0401012 | RDCZ-C-10.1SupplyM-0401012 | AAAC Raccoon conductor 0.075 sq. inch (80 sq.mm. Al.Eq.) | km | KILOMETER | 2 | 115910.5 | 161984.15
5028055 | 116561 | 4459 | 3 | 895 | 2195697 | Agrawal Power Pvt.Ltd. |  | 20-279-110600-26-00001 | 6 | 2026-04-02 17:06 | 48520 | Turnkey- C Rajgarh | O&M Dn Jeerapur | RDSS | Revamped Distribution Sector Scheme | 2024-08-05 | 2024-06-11 19:41 | 2026-08-31 |  | 19338231.19 | 25336177.36 | Approved | PROJECT FOR THE FEEDER 33kv Dhamaniya jogi substaion @AND FEEDER ID 48520 | PROJECT FOR THE FEEDER 33kv Dhamaniya jogi substaion @AND FEEDER ID 48520 NSS-Damaniya Jogi Substation-Agrawal Power | Na | Na |  | NSS-Damaniya Jogi Substation-Agrawal Power | 2705142 | 4 | RDCZ-C-10.1 | RDCZ-C-10.1 | 2.00 | Number |  | 241682.51 | Labor | 234195.64 | 341280.54 | M-0401012 | RDCZ-C-10.1LaborM-0401012 | AAAC Raccoon conductor 0.075 sq. inch (80 sq.mm. Al.Eq.) | km | KILOMETER | 2 | 21364.2 | 21364.2
5028055 | 116561 | 4459 | 3 | 895 | 2195698 | Agrawal Power Pvt.Ltd. |  | 20-279-110600-26-00001 | 6 | 2026-04-02 17:06 | 48520 | Turnkey- C Rajgarh | O&M Dn Jeerapur | RDSS | Revamped Distribution Sector Scheme | 2024-08-05 | 2024-06-11 19:41 | 2026-08-31 |  | 19338231.19 | 25336177.36 | Approved | PROJECT FOR THE FEEDER 33kv Dhamaniya jogi substaion @AND FEEDER ID 48520 | PROJECT FOR THE FEEDER 33kv Dhamaniya jogi substaion @AND FEEDER ID 48520 NSS-Damaniya Jogi Substation-Agrawal Power | Na | Na |  | NSS-Damaniya Jogi Substation-Agrawal Power | 2705142 | 4 | RDCZ-C-10.1 | RDCZ-C-10.1 | 2.00 | Number |  | 0 | Supply | 234195.64 | 341280.54 | M-0404232 | RDCZ-C-10.1SupplyM-0404232 | Jointing Sleeves suitable for Raccoon (80Sq.mm.Al. Eq.) AAAC conductor | No | NUMBER | 2 | 185.58 | 218.98
5028055 | 116561 | 4459 | 3 | 895 | 2195699 | Agrawal Power Pvt.Ltd. |  | 20-279-110600-26-00001 | 6 | 2026-04-02 17:06 | 48520 | Turnkey- C Rajgarh | O&M Dn Jeerapur | RDSS | Revamped Distribution Sector Scheme | 2024-08-05 | 2024-06-11 19:41 | 2026-08-31 |  | 19338231.19 | 25336177.36 | Approved | PROJECT FOR THE FEEDER 33kv Dhamaniya jogi substaion @AND FEEDER ID 48520 | PROJECT FOR THE FEEDER 33kv Dhamaniya jogi substaion @AND FEEDER ID 48520 NSS-Damaniya Jogi Substation-Agrawal Power | Na | Na |  | NSS-Damaniya Jogi Substation-Agrawal Power | 2705142 | 4 | RDCZ-C-10.1 | RDCZ-C-10.1 | 2.00 | Number |  | 0 | Labor | 234195.64 | 341280.54 | M-0404232 | RDCZ-C-10.1LaborM-0404232 | Jointing Sleeves suitable for Raccoon (80Sq.mm.Al. Eq.) AAAC conductor | No | NUMBER | 2 | 0 | 0
5028055 | 116561 | 4459 | 3 | 895 | 2195700 | Agrawal Power Pvt.Ltd. |  | 20-279-110600-26-00001 | 6 | 2026-04-02 17:06 | 48520 | Turnkey- C Rajgarh | O&M Dn Jeerapur | RDSS | Revamped Distribution Sector Scheme | 2024-08-05 | 2024-06-11 19:41 | 2026-08-31 |  | 19338231.19 | 25336177.36 | Approved | PROJECT FOR THE FEEDER 33kv Dhamaniya jogi substaion @AND FEEDER ID 48520 | PROJECT FOR THE FEEDER 33kv Dhamaniya jogi substaion @AND FEEDER ID 48520 NSS-Damaniya Jogi Substation-Agrawal Power | Na | Na |  | NSS-Damaniya Jogi Substation-Agrawal Power | 2705142 | 4 | RDCZ-C-10.1 | RDCZ-C-10.1 | 2.00 | Number |  | 1888.3 | Supply | 234195.64 | 341280.54 | M-0502185 | RDCZ-C-10.1SupplyM-0502185 | 11 KV Side cross arm 75x40x6 mm Channel | No | NO | 4 | 11739.52 | 14743.91
5028055 | 116561 | 4459 | 3 | 895 | 2195701 | Agrawal Power Pvt.Ltd. |  | 20-279-110600-26-00001 | 6 | 2026-04-02 17:06 | 48520 | Turnkey- C Rajgarh | O&M Dn Jeerapur | RDSS | Revamped Distribution Sector Scheme | 2024-08-05 | 2024-06-11 19:41 | 2026-08-31 |  | 19338231.19 | 25336177.36 | Approved | PROJECT FOR THE FEEDER 33kv Dhamaniya jogi substaion @AND FEEDER ID 48520 | PROJECT FOR THE FEEDER 33kv Dhamaniya jogi substaion @AND FEEDER ID 48520 NSS-Damaniya Jogi Substation-Agrawal Power | Na | Na |  | NSS-Damaniya Jogi Substation-Agrawal Power | 2705142 | 4 | RDCZ-C-10.1 | RDCZ-C-10.1 | 2.00 | Number |  | 1888.3 | Labor | 234195.64 | 341280.54 | M-0502185 | RDCZ-C-10.1LaborM-0502185 | 11 KV Side cross arm 75x40x6 mm Channel | No | NO | 4 | 755.32 | 755.32
5028055 | 116561 | 4459 | 3 | 895 | 2195702 | Agrawal Power Pvt.Ltd. |  | 20-279-110600-26-00001 | 6 | 2026-04-02 17:06 | 48520 | Turnkey- C Rajgarh | O&M Dn Jeerapur | RDSS | Revamped Distribution Sector Scheme | 2024-08-05 | 2024-06-11 19:41 | 2026-08-31 |  | 19338231.19 | 25336177.36 | Approved | PROJECT FOR THE FEEDER 33kv Dhamaniya jogi substaion @AND FEEDER ID 48520 | PROJECT FOR THE FEEDER 33kv Dhamaniya jogi substaion @AND FEEDER ID 48520 NSS-Damaniya Jogi Substation-Agrawal Power | Na | Na |  | NSS-Damaniya Jogi Substation-Agrawal Power | 2705142 | 7 | RDCZ-A-1.1A | RDCZ-A-1.1A | 0.52 | Kilometer |  | 25119.12 | Supply | 238091.46 | 340930.53 | M-0401011 | RDCZ-A-1.1ASupplyM-0401011 | AAAC Dog conductor 0.10 sq. inch (100 sq.mm. Al.Eq.) | km | KILOMETER | 1.5 | 104161.8 | 145828.88
5028055 | 116561 | 4459 | 3 | 895 | 2195703 | Agrawal Power Pvt.Ltd. |  | 20-279-110600-26-00001 | 6 | 2026-04-02 17:06 | 48520 | Turnkey- C Rajgarh | O&M Dn Jeerapur | RDSS | Revamped Distribution Sector Scheme | 2024-08-05 | 2024-06-11 19:41 | 2026-08-31 |  | 19338231.19 | 25336177.36 | Approved | PROJECT FOR THE FEEDER 33kv Dhamaniya jogi substaion @AND FEEDER ID 48520 | PROJECT FOR THE FEEDER 33kv Dhamaniya jogi substaion @AND FEEDER ID 48520 NSS-Damaniya Jogi Substation-Agrawal Power | Na | Na |  | NSS-Damaniya Jogi Substation-Agrawal Power | 2705142 | 7 | RDCZ-A-1.1A | RDCZ-A-1.1A | 0.52 | Kilometer |  | 25119.12 | Labor | 238091.46 | 340930.53 | M-0401011 | RDCZ-A-1.1ALaborM-0401011 | AAAC Dog conductor 0.10 sq. inch (100 sq.mm. Al.Eq.) | km | KILOMETER | 1.5 | 19422 | 19422
5028055 | 116561 | 4459 | 3 | 895 | 2195704 | Agrawal Power Pvt.Ltd. |  | 20-279-110600-26-00001 | 6 | 2026-04-02 17:06 | 48520 | Turnkey- C Rajgarh | O&M Dn Jeerapur | RDSS | Revamped Distribution Sector Scheme | 2024-08-05 | 2024-06-11 19:41 | 2026-08-31 |  | 19338231.19 | 25336177.36 | Approved | PROJECT FOR THE FEEDER 33kv Dhamaniya jogi substaion @AND FEEDER ID 48520 | PROJECT FOR THE FEEDER 33kv Dhamaniya jogi substaion @AND FEEDER ID 48520 NSS-Damaniya Jogi Substation-Agrawal Power | Na | Na |  | NSS-Damaniya Jogi Substation-Agrawal Power | 2705142 | 7 | RDCZ-A-1.1A | RDCZ-A-1.1A | 0.52 | Kilometer |  | 401.66 | Supply | 238091.46 | 340930.53 | M-0403173 | RDCZ-A-1.1ASupplyM-0403173 | Earthing for PCC Pole 4.00 mm-8 SWG G.I wire- 0.8 Kg, per pole | Kg | KG | 5.6 | 429.02 | 556.13
5028055 | 116561 | 4459 | 3 | 895 | 2195705 | Agrawal Power Pvt.Ltd. |  | 20-279-110600-26-00001 | 6 | 2026-04-02 17:06 | 48520 | Turnkey- C Rajgarh | O&M Dn Jeerapur | RDSS | Revamped Distribution Sector Scheme | 2024-08-05 | 2024-06-11 19:41 | 2026-08-31 |  | 19338231.19 | 25336177.36 | Approved | PROJECT FOR THE FEEDER 33kv Dhamaniya jogi substaion @AND FEEDER ID 48520 | PROJECT FOR THE FEEDER 33kv Dhamaniya jogi substaion @AND FEEDER ID 48520 NSS-Damaniya Jogi Substation-Agrawal Power | Na | Na |  | NSS-Damaniya Jogi Substation-Agrawal Power | 2705142 | 7 | RDCZ-A-1.1A | RDCZ-A-1.1A | 0.52 | Kilometer |  | 401.66 | Labor | 238091.46 | 340930.53 | M-0403173 | RDCZ-A-1.1ALaborM-0403173 | Earthing for PCC Pole 4.00 mm-8 SWG G.I wire- 0.8 Kg, per pole | Kg | KG | 5.6 | 42.28 | 42.28
5028055 | 116561 | 4459 | 3 | 895 | 2195706 | Agrawal Power Pvt.Ltd. |  | 20-279-110600-26-00001 | 6 | 2026-04-02 17:06 | 48520 | Turnkey- C Rajgarh | O&M Dn Jeerapur | RDSS | Revamped Distribution Sector Scheme | 2024-08-05 | 2024-06-11 19:41 | 2026-08-31 |  | 19338231.19 | 25336177.36 | Approved | PROJECT FOR THE FEEDER 33kv Dhamaniya jogi substaion @AND FEEDER ID 48520 | PROJECT FOR THE FEEDER 33kv Dhamaniya jogi substaion @AND FEEDER ID 48520 NSS-Damaniya Jogi Substation-Agrawal Power | Na | Na |  | NSS-Damaniya Jogi Substation-Agrawal Power | 2705142 | 9 | RDCZ-A-7.1 | RDCZ-A-7.1 | 1.00 | Number |  | 401.66 | Supply | 79209.04 | 120405.78 | M-0403173 | RDCZ-A-7.1SupplyM-0403173 | Earthing for PCC Pole 4.00 mm-8 SWG G.I wire- 0.8 Kg, per pole | Kg | KG | 2.4 | 183.86 | 238.34
5028055 | 116561 | 4459 | 3 | 895 | 2195707 | Agrawal Power Pvt.Ltd. |  | 20-279-110600-26-00001 | 6 | 2026-04-02 17:06 | 48520 | Turnkey- C Rajgarh | O&M Dn Jeerapur | RDSS | Revamped Distribution Sector Scheme | 2024-08-05 | 2024-06-11 19:41 | 2026-08-31 |  | 19338231.19 | 25336177.36 | Approved | PROJECT FOR THE FEEDER 33kv Dhamaniya jogi substaion @AND FEEDER ID 48520 | PROJECT FOR THE FEEDER 33kv Dhamaniya jogi substaion @AND FEEDER ID 48520 NSS-Damaniya Jogi Substation-Agrawal Power | Na | Na |  | NSS-Damaniya Jogi Substation-Agrawal Power | 2705142 | 9 | RDCZ-A-7.1 | RDCZ-A-7.1 | 1.00 | Number |  | 401.66 | Labor | 79209.04 | 120405.78 | M-0403173 | RDCZ-A-7.1LaborM-0403173 | Earthing for PCC Pole 4.00 mm-8 SWG G.I wire- 0.8 Kg, per pole | Kg | KG | 2.4 | 18.12 | 18.12
5028055 | 116561 | 4459 | 3 | 895 | 2195708 | Agrawal Power Pvt.Ltd. |  | 20-279-110600-26-00001 | 6 | 2026-04-02 17:06 | 48520 | Turnkey- C Rajgarh | O&M Dn Jeerapur | RDSS | Revamped Distribution Sector Scheme | 2024-08-05 | 2024-06-11 19:41 | 2026-08-31 |  | 19338231.19 | 25336177.36 | Approved | PROJECT FOR THE FEEDER 33kv Dhamaniya jogi substaion @AND FEEDER ID 48520 | PROJECT FOR THE FEEDER 33kv Dhamaniya jogi substaion @AND FEEDER ID 48520 NSS-Damaniya Jogi Substation-Agrawal Power | Na | Na |  | NSS-Damaniya Jogi Substation-Agrawal Power | 2705142 | 9 | RDCZ-A-7.1 | RDCZ-A-7.1 | 1.00 | Number |  | 9829.55 | Supply | 79209.04 | 120405.78 | P-0001002 | RDCZ-A-7.1SupplyP-0001002 | Concreting of stay (20 mm / 25 mm) @ 0.3 cmt. per stay | CMT | CMT | 1.8 | 8467.99 | 11436.06
5028055 | 116561 | 4459 | 3 | 895 | 2195709 | Agrawal Power Pvt.Ltd. |  | 20-279-110600-26-00001 | 6 | 2026-04-02 17:06 | 48520 | Turnkey- C Rajgarh | O&M Dn Jeerapur | RDSS | Revamped Distribution Sector Scheme | 2024-08-05 | 2024-06-11 19:41 | 2026-08-31 |  | 19338231.19 | 25336177.36 | Approved | PROJECT FOR THE FEEDER 33kv Dhamaniya jogi substaion @AND FEEDER ID 48520 | PROJECT FOR THE FEEDER 33kv Dhamaniya jogi substaion @AND FEEDER ID 48520 NSS-Damaniya Jogi Substation-Agrawal Power | Na | Na |  | NSS-Damaniya Jogi Substation-Agrawal Power | 2705142 | 9 | RDCZ-A-7.1 | RDCZ-A-7.1 | 1.00 | Number |  | 9829.55 | Labor | 79209.04 | 120405.78 | P-0001002 | RDCZ-A-7.1LaborP-0001002 | Concreting of stay (20 mm / 25 mm) @ 0.3 cmt. per stay | CMT | CMT | 1.8 | 1223.59 | 1223.59
5028055 | 116561 | 4459 | 3 | 895 | 2195710 | Agrawal Power Pvt.Ltd. |  | 20-279-110600-26-00001 | 6 | 2026-04-02 17:06 | 48520 | Turnkey- C Rajgarh | O&M Dn Jeerapur | RDSS | Revamped Distribution Sector Scheme | 2024-08-05 | 2024-06-11 19:41 | 2026-08-31 |  | 19338231.19 | 25336177.36 | Approved | PROJECT FOR THE FEEDER 33kv Dhamaniya jogi substaion @AND FEEDER ID 48520 | PROJECT FOR THE FEEDER 33kv Dhamaniya jogi substaion @AND FEEDER ID 48520 NSS-Damaniya Jogi Substation-Agrawal Power | Na | Na |  | NSS-Damaniya Jogi Substation-Agrawal Power | 2705142 | 10 | RDCZ-Part-B-B6 | RDCZ-Part-B-B6 | 1.00 |  |  | 77785.2 | Supply | 15551269.44 | 19878028.76 | M-0001232 | RDCZ-Part-B-B6SupplyM-0001232 | Chem rod earthing including electrode, chemical, consisting galvanised mild steel pipe of size 2000 mm x 50 mm and a GI strip minimum 16 mm x 3mm for covering pipe forming the electrode.(Hard Rock Soil) | JOB | JOB | 18 | 224731.98 | 356970.27
5028055 | 116561 | 4459 | 3 | 895 | 2195711 | Agrawal Power Pvt.Ltd. |  | 20-279-110600-26-00001 | 6 | 2026-04-02 17:06 | 48520 | Turnkey- C Rajgarh | O&M Dn Jeerapur | RDSS | Revamped Distribution Sector Scheme | 2024-08-05 | 2024-06-11 19:41 | 2026-08-31 |  | 19338231.19 | 25336177.36 | Approved | PROJECT FOR THE FEEDER 33kv Dhamaniya jogi substaion @AND FEEDER ID 48520 | PROJECT FOR THE FEEDER 33kv Dhamaniya jogi substaion @AND FEEDER ID 48520 NSS-Damaniya Jogi Substation-Agrawal Power | Na | Na |  | NSS-Damaniya Jogi Substation-Agrawal Power | 2705142 | 10 | RDCZ-Part-B-B6 | RDCZ-Part-B-B6 | 1.00 |  |  | 77785.2 | Labor | 15551269.44 | 19878028.76 | M-0001232 | RDCZ-Part-B-B6LaborM-0001232 | Chem rod earthing including electrode, chemical, consisting galvanised mild steel pipe of size 2000 mm x 50 mm and a GI strip minimum 16 mm x 3mm for covering pipe forming the electrode.(Hard Rock Soil) | JOB | JOB | 18 | 77785.2 | 77785.2
5028055 | 116561 | 4459 | 3 | 895 | 2195712 | Agrawal Power Pvt.Ltd. |  | 20-279-110600-26-00001 | 6 | 2026-04-02 17:06 | 48520 | Turnkey- C Rajgarh | O&M Dn Jeerapur | RDSS | Revamped Distribution Sector Scheme | 2024-08-05 | 2024-06-11 19:41 | 2026-08-31 |  | 19338231.19 | 25336177.36 | Approved | PROJECT FOR THE FEEDER 33kv Dhamaniya jogi substaion @AND FEEDER ID 48520 | PROJECT FOR THE FEEDER 33kv Dhamaniya jogi substaion @AND FEEDER ID 48520 NSS-Damaniya Jogi Substation-Agrawal Power | Na | Na |  | NSS-Damaniya Jogi Substation-Agrawal Power | 2705142 | 10 | RDCZ-Part-B-B6 | RDCZ-Part-B-B6 | 1.00 |  |  | 0 | Supply | 15551269.44 | 19878028.76 | M-0302112 | RDCZ-Part-B-B6SupplyM-0302112 | Metering Panel Box | No | NO | 1 | 32963.45 | 38896.87
5028055 | 116561 | 4459 | 3 | 895 | 2195713 | Agrawal Power Pvt.Ltd. |  | 20-279-110600-26-00001 | 6 | 2026-04-02 17:06 | 48520 | Turnkey- C Rajgarh | O&M Dn Jeerapur | RDSS | Revamped Distribution Sector Scheme | 2024-08-05 | 2024-06-11 19:41 | 2026-08-31 |  | 19338231.19 | 25336177.36 | Approved | PROJECT FOR THE FEEDER 33kv Dhamaniya jogi substaion @AND FEEDER ID 48520 | PROJECT FOR THE FEEDER 33kv Dhamaniya jogi substaion @AND FEEDER ID 48520 NSS-Damaniya Jogi Substation-Agrawal Power | Na | Na |  | NSS-Damaniya Jogi Substation-Agrawal Power | 2705142 | 10 | RDCZ-Part-B-B6 | RDCZ-Part-B-B6 | 1.00 |  |  | 0 | Labor | 15551269.44 | 19878028.76 | M-0302112 | RDCZ-Part-B-B6LaborM-0302112 | Metering Panel Box | No | NO | 1 | 0 | 0
5028055 | 116561 | 4459 | 3 | 895 | 2195714 | Agrawal Power Pvt.Ltd. |  | 20-279-110600-26-00001 | 6 | 2026-04-02 17:06 | 48520 | Turnkey- C Rajgarh | O&M Dn Jeerapur | RDSS | Revamped Distribution Sector Scheme | 2024-08-05 | 2024-06-11 19:41 | 2026-08-31 |  | 19338231.19 | 25336177.36 | Approved | PROJECT FOR THE FEEDER 33kv Dhamaniya jogi substaion @AND FEEDER ID 48520 | PROJECT FOR THE FEEDER 33kv Dhamaniya jogi substaion @AND FEEDER ID 48520 NSS-Damaniya Jogi Substation-Agrawal Power | Na | Na |  | NSS-Damaniya Jogi Substation-Agrawal Power | 2705142 | 10 | RDCZ-Part-B-B6 | RDCZ-Part-B-B6 | 1.00 |  |  | 5768.34 | Supply | 15551269.44 | 19878028.76 | M-0404111 | RDCZ-Part-B-B6SupplyM-0404111 | Outdoor heat shrinkable cable end jointing kit with lugs for 11 kV grade XLPE cable for 3 core 120 sq mm Latest applicable IS:13573/2011/Part-II with latest amendments | Set | SET | 2 | 14527.66 | 23949.28
5028055 | 116561 | 4459 | 3 | 895 | 2195715 | Agrawal Power Pvt.Ltd. |  | 20-279-110600-26-00001 | 6 | 2026-04-02 17:06 | 48520 | Turnkey- C Rajgarh | O&M Dn Jeerapur | RDSS | Revamped Distribution Sector Scheme | 2024-08-05 | 2024-06-11 19:41 | 2026-08-31 |  | 19338231.19 | 25336177.36 | Approved | PROJECT FOR THE FEEDER 33kv Dhamaniya jogi substaion @AND FEEDER ID 48520 | PROJECT FOR THE FEEDER 33kv Dhamaniya jogi substaion @AND FEEDER ID 48520 NSS-Damaniya Jogi Substation-Agrawal Power | Na | Na |  | NSS-Damaniya Jogi Substation-Agrawal Power | 2705142 | 10 | RDCZ-Part-B-B6 | RDCZ-Part-B-B6 | 1.00 |  |  | 5768.34 | Labor | 15551269.44 | 19878028.76 | M-0404111 | RDCZ-Part-B-B6LaborM-0404111 | Outdoor heat shrinkable cable end jointing kit with lugs for 11 kV grade XLPE cable for 3 core 120 sq mm Latest applicable IS:13573/2011/Part-II with latest amendments | Set | SET | 2 | 5768.34 | 5768.34
5028055 | 116561 | 4459 | 3 | 895 | 2196716 | Agrawal Power Pvt.Ltd. |  | 20-279-110600-26-00001 | 6 | 2026-04-02 17:06 | 48520 | Turnkey- C Rajgarh | O&M Dn Jeerapur | RDSS | Revamped Distribution Sector Scheme | 2024-08-05 | 2024-06-11 19:41 | 2026-08-31 |  | 19338231.19 | 25336177.36 | Approved | PROJECT FOR THE FEEDER 33kv Dhamaniya jogi substaion @AND FEEDER ID 48520 | PROJECT FOR THE FEEDER 33kv Dhamaniya jogi substaion @AND FEEDER ID 48520 NSS-Damaniya Jogi Substation-Agrawal Power | Na | Na |  | NSS-Damaniya Jogi Substation-Agrawal Power | 2705142 | 1 | RDCZ-C1.1 | RDCZ-C1.1 | 1.00 |  |  | 0 | Supply | 450949.48 | 607120.84 | M-0404210 | RDCZ-C1.1SupplyM-0404210 | 11 KV Strain hardware (T&amp;C type) fittings | Ea | EA | 12 | 1709.16 | 2016.81
5028055 | 116561 | 4459 | 3 | 895 | 2196717 | Agrawal Power Pvt.Ltd. |  | 20-279-110600-26-00001 | 6 | 2026-04-02 17:06 | 48520 | Turnkey- C Rajgarh | O&M Dn Jeerapur | RDSS | Revamped Distribution Sector Scheme | 2024-08-05 | 2024-06-11 19:41 | 2026-08-31 |  | 19338231.19 | 25336177.36 | Approved | PROJECT FOR THE FEEDER 33kv Dhamaniya jogi substaion @AND FEEDER ID 48520 | PROJECT FOR THE FEEDER 33kv Dhamaniya jogi substaion @AND FEEDER ID 48520 NSS-Damaniya Jogi Substation-Agrawal Power | Na | Na |  | NSS-Damaniya Jogi Substation-Agrawal Power | 2705142 | 1 | RDCZ-C1.1 | RDCZ-C1.1 | 1.00 |  |  | 0 | Labor | 450949.48 | 607120.84 | M-0404210 | RDCZ-C1.1LaborM-0404210 | 11 KV Strain hardware (T&amp;C type) fittings | Ea | EA | 12 | 0 | 0
5028055 | 116561 | 4459 | 3 | 895 | 2196718 | Agrawal Power Pvt.Ltd. |  | 20-279-110600-26-00001 | 6 | 2026-04-02 17:06 | 48520 | Turnkey- C Rajgarh | O&M Dn Jeerapur | RDSS | Revamped Distribution Sector Scheme | 2024-08-05 | 2024-06-11 19:41 | 2026-08-31 |  | 19338231.19 | 25336177.36 | Approved | PROJECT FOR THE FEEDER 33kv Dhamaniya jogi substaion @AND FEEDER ID 48520 | PROJECT FOR THE FEEDER 33kv Dhamaniya jogi substaion @AND FEEDER ID 48520 NSS-Damaniya Jogi Substation-Agrawal Power | Na | Na |  | NSS-Damaniya Jogi Substation-Agrawal Power | 2705142 | 1 | RDCZ-C1.1 | RDCZ-C1.1 | 1.00 |  |  | 28549.5 | Supply | 450949.48 | 607120.84 | M-0602007 | RDCZ-C1.1SupplyM-0602007 | 11 KV(45KN) Composite Polymer Disc Insulators | Ea | EA | 12 | 1760.88 | 4002.89
5028055 | 116561 | 4459 | 3 | 895 | 2196721 | Agrawal Power Pvt.Ltd. |  | 20-279-110600-26-00001 | 6 | 2026-04-02 17:06 | 48520 | Turnkey- C Rajgarh | O&M Dn Jeerapur | RDSS | Revamped Distribution Sector Scheme | 2024-08-05 | 2024-06-11 19:41 | 2026-08-31 |  | 19338231.19 | 25336177.36 | Approved | PROJECT FOR THE FEEDER 33kv Dhamaniya jogi substaion @AND FEEDER ID 48520 | PROJECT FOR THE FEEDER 33kv Dhamaniya jogi substaion @AND FEEDER ID 48520 NSS-Damaniya Jogi Substation-Agrawal Power | Na | Na |  | NSS-Damaniya Jogi Substation-Agrawal Power | 2705142 | 1 | RDCZ-C1.1 | RDCZ-C1.1 | 1.00 |  |  | 28549.5 | Labor | 450949.48 | 607120.84 | M-0602007 | RDCZ-C1.1LaborM-0602007 | 11 KV(45KN) Composite Polymer Disc Insulators | Ea | EA | 12 | 1631.4 | 1631.4
5028055 | 116561 | 4459 | 3 | 895 | 2196722 | Agrawal Power Pvt.Ltd. |  | 20-279-110600-26-00001 | 6 | 2026-04-02 17:06 | 48520 | Turnkey- C Rajgarh | O&M Dn Jeerapur | RDSS | Revamped Distribution Sector Scheme | 2024-08-05 | 2024-06-11 19:41 | 2026-08-31 |  | 19338231.19 | 25336177.36 | Approved | PROJECT FOR THE FEEDER 33kv Dhamaniya jogi substaion @AND FEEDER ID 48520 | PROJECT FOR THE FEEDER 33kv Dhamaniya jogi substaion @AND FEEDER ID 48520 NSS-Damaniya Jogi Substation-Agrawal Power | Na | Na |  | NSS-Damaniya Jogi Substation-Agrawal Power | 2705142 | 4 | RDCZ-C-10.1 | RDCZ-C-10.1 | 2.00 | Number |  | 241682.51 | Supply | 234195.64 | 341280.54 | M-0401012 | RDCZ-C-10.1SupplyM-0401012 | AAAC Raccoon conductor 0.075 sq. inch (80 sq.mm. Al.Eq.) | km | KILOMETER | 2 | 115910.5 | 161984.15
5028055 | 116561 | 4459 | 3 | 895 | 2196727 | Agrawal Power Pvt.Ltd. |  | 20-279-110600-26-00001 | 6 | 2026-04-02 17:06 | 48520 | Turnkey- C Rajgarh | O&M Dn Jeerapur | RDSS | Revamped Distribution Sector Scheme | 2024-08-05 | 2024-06-11 19:41 | 2026-08-31 |  | 19338231.19 | 25336177.36 | Approved | PROJECT FOR THE FEEDER 33kv Dhamaniya jogi substaion @AND FEEDER ID 48520 | PROJECT FOR THE FEEDER 33kv Dhamaniya jogi substaion @AND FEEDER ID 48520 NSS-Damaniya Jogi Substation-Agrawal Power | Na | Na |  | NSS-Damaniya Jogi Substation-Agrawal Power | 2705142 | 4 | RDCZ-C-10.1 | RDCZ-C-10.1 | 2.00 | Number |  | 241682.51 | Labor | 234195.64 | 341280.54 | M-0401012 | RDCZ-C-10.1LaborM-0401012 | AAAC Raccoon conductor 0.075 sq. inch (80 sq.mm. Al.Eq.) | km | KILOMETER | 2 | 21364.2 | 21364.2
5028055 | 116561 | 4459 | 3 | 895 | 2196730 | Agrawal Power Pvt.Ltd. |  | 20-279-110600-26-00001 | 6 | 2026-04-02 17:06 | 48520 | Turnkey- C Rajgarh | O&M Dn Jeerapur | RDSS | Revamped Distribution Sector Scheme | 2024-08-05 | 2024-06-11 19:41 | 2026-08-31 |  | 19338231.19 | 25336177.36 | Approved | PROJECT FOR THE FEEDER 33kv Dhamaniya jogi substaion @AND FEEDER ID 48520 | PROJECT FOR THE FEEDER 33kv Dhamaniya jogi substaion @AND FEEDER ID 48520 NSS-Damaniya Jogi Substation-Agrawal Power | Na | Na |  | NSS-Damaniya Jogi Substation-Agrawal Power | 2705142 | 4 | RDCZ-C-10.1 | RDCZ-C-10.1 | 2.00 | Number |  | 0 | Supply | 234195.64 | 341280.54 | M-0404232 | RDCZ-C-10.1SupplyM-0404232 | Jointing Sleeves suitable for Raccoon (80Sq.mm.Al. Eq.) AAAC conductor | No | NUMBER | 2 | 185.58 | 218.98
5028055 | 116561 | 4459 | 3 | 895 | 2196731 | Agrawal Power Pvt.Ltd. |  | 20-279-110600-26-00001 | 6 | 2026-04-02 17:06 | 48520 | Turnkey- C Rajgarh | O&M Dn Jeerapur | RDSS | Revamped Distribution Sector Scheme | 2024-08-05 | 2024-06-11 19:41 | 2026-08-31 |  | 19338231.19 | 25336177.36 | Approved | PROJECT FOR THE FEEDER 33kv Dhamaniya jogi substaion @AND FEEDER ID 48520 | PROJECT FOR THE FEEDER 33kv Dhamaniya jogi substaion @AND FEEDER ID 48520 NSS-Damaniya Jogi Substation-Agrawal Power | Na | Na |  | NSS-Damaniya Jogi Substation-Agrawal Power | 2705142 | 4 | RDCZ-C-10.1 | RDCZ-C-10.1 | 2.00 | Number |  | 0 | Labor | 234195.64 | 341280.54 | M-0404232 | RDCZ-C-10.1LaborM-0404232 | Jointing Sleeves suitable for Raccoon (80Sq.mm.Al. Eq.) AAAC conductor | No | NUMBER | 2 | 0 | 0
5028055 | 116561 | 4459 | 3 | 895 | 2196733 | Agrawal Power Pvt.Ltd. |  | 20-279-110600-26-00001 | 6 | 2026-04-02 17:06 | 48520 | Turnkey- C Rajgarh | O&M Dn Jeerapur | RDSS | Revamped Distribution Sector Scheme | 2024-08-05 | 2024-06-11 19:41 | 2026-08-31 |  | 19338231.19 | 25336177.36 | Approved | PROJECT FOR THE FEEDER 33kv Dhamaniya jogi substaion @AND FEEDER ID 48520 | PROJECT FOR THE FEEDER 33kv Dhamaniya jogi substaion @AND FEEDER ID 48520 NSS-Damaniya Jogi Substation-Agrawal Power | Na | Na |  | NSS-Damaniya Jogi Substation-Agrawal Power | 2705142 | 4 | RDCZ-C-10.1 | RDCZ-C-10.1 | 2.00 | Number |  | 1888.3 | Supply | 234195.64 | 341280.54 | M-0502185 | RDCZ-C-10.1SupplyM-0502185 | 11 KV Side cross arm 75x40x6 mm Channel | No | NO | 4 | 11739.52 | 14743.91
5028055 | 116561 | 4459 | 3 | 895 | 2196735 | Agrawal Power Pvt.Ltd. |  | 20-279-110600-26-00001 | 6 | 2026-04-02 17:06 | 48520 | Turnkey- C Rajgarh | O&M Dn Jeerapur | RDSS | Revamped Distribution Sector Scheme | 2024-08-05 | 2024-06-11 19:41 | 2026-08-31 |  | 19338231.19 | 25336177.36 | Approved | PROJECT FOR THE FEEDER 33kv Dhamaniya jogi substaion @AND FEEDER ID 48520 | PROJECT FOR THE FEEDER 33kv Dhamaniya jogi substaion @AND FEEDER ID 48520 NSS-Damaniya Jogi Substation-Agrawal Power | Na | Na |  | NSS-Damaniya Jogi Substation-Agrawal Power | 2705142 | 4 | RDCZ-C-10.1 | RDCZ-C-10.1 | 2.00 | Number |  | 1888.3 | Labor | 234195.64 | 341280.54 | M-0502185 | RDCZ-C-10.1LaborM-0502185 | 11 KV Side cross arm 75x40x6 mm Channel | No | NO | 4 | 755.32 | 755.32
5028055 | 116561 | 4459 | 3 | 895 | 2196738 | Agrawal Power Pvt.Ltd. |  | 20-279-110600-26-00001 | 6 | 2026-04-02 17:06 | 48520 | Turnkey- C Rajgarh | O&M Dn Jeerapur | RDSS | Revamped Distribution Sector Scheme | 2024-08-05 | 2024-06-11 19:41 | 2026-08-31 |  | 19338231.19 | 25336177.36 | Approved | PROJECT FOR THE FEEDER 33kv Dhamaniya jogi substaion @AND FEEDER ID 48520 | PROJECT FOR THE FEEDER 33kv Dhamaniya jogi substaion @AND FEEDER ID 48520 NSS-Damaniya Jogi Substation-Agrawal Power | Na | Na |  | NSS-Damaniya Jogi Substation-Agrawal Power | 2705142 | 2 | RDCZ-C-1.2 | RDCZ-C-1.2 | 1.00 | Kilometer |  | 401.66 | Supply | 1477056.48 | 2185283.96 | M-0403173 | RDCZ-C-1.2SupplyM-0403173 | Earthing for PCC Pole 4.00 mm-8 SWG G.I wire- 0.8 Kg, per pole | Kg | KG | 26 | 1991.86 | 2582.03
5028055 | 116561 | 4459 | 3 | 895 | 2196740 | Agrawal Power Pvt.Ltd. |  | 20-279-110600-26-00001 | 6 | 2026-04-02 17:06 | 48520 | Turnkey- C Rajgarh | O&M Dn Jeerapur | RDSS | Revamped Distribution Sector Scheme | 2024-08-05 | 2024-06-11 19:41 | 2026-08-31 |  | 19338231.19 | 25336177.36 | Approved | PROJECT FOR THE FEEDER 33kv Dhamaniya jogi substaion @AND FEEDER ID 48520 | PROJECT FOR THE FEEDER 33kv Dhamaniya jogi substaion @AND FEEDER ID 48520 NSS-Damaniya Jogi Substation-Agrawal Power | Na | Na |  | NSS-Damaniya Jogi Substation-Agrawal Power | 2705142 | 2 | RDCZ-C-1.2 | RDCZ-C-1.2 | 1.00 | Kilometer |  | 401.66 | Labor | 1477056.48 | 2185283.96 | M-0403173 | RDCZ-C-1.2LaborM-0403173 | Earthing for PCC Pole 4.00 mm-8 SWG G.I wire- 0.8 Kg, per pole | Kg | KG | 26 | 196.3 | 196.3
5028055 | 116561 | 4459 | 3 | 895 | 2196744 | Agrawal Power Pvt.Ltd. |  | 20-279-110600-26-00001 | 6 | 2026-04-02 17:06 | 48520 | Turnkey- C Rajgarh | O&M Dn Jeerapur | RDSS | Revamped Distribution Sector Scheme | 2024-08-05 | 2024-06-11 19:41 | 2026-08-31 |  | 19338231.19 | 25336177.36 | Approved | PROJECT FOR THE FEEDER 33kv Dhamaniya jogi substaion @AND FEEDER ID 48520 | PROJECT FOR THE FEEDER 33kv Dhamaniya jogi substaion @AND FEEDER ID 48520 NSS-Damaniya Jogi Substation-Agrawal Power | Na | Na |  | NSS-Damaniya Jogi Substation-Agrawal Power | 2705142 | 2 | RDCZ-C-1.2 | RDCZ-C-1.2 | 1.00 | Kilometer |  | 0 | Supply | 1477056.48 | 2185283.96 | M-0404210 | RDCZ-C-1.2SupplyM-0404210 | 11 KV Strain hardware (T&amp;C type) fittings | Ea | EA | 18 | 2563.74 | 3025.21
5028055 | 116561 | 4459 | 3 | 895 | 2196745 | Agrawal Power Pvt.Ltd. |  | 20-279-110600-26-00001 | 6 | 2026-04-02 17:06 | 48520 | Turnkey- C Rajgarh | O&M Dn Jeerapur | RDSS | Revamped Distribution Sector Scheme | 2024-08-05 | 2024-06-11 19:41 | 2026-08-31 |  | 19338231.19 | 25336177.36 | Approved | PROJECT FOR THE FEEDER 33kv Dhamaniya jogi substaion @AND FEEDER ID 48520 | PROJECT FOR THE FEEDER 33kv Dhamaniya jogi substaion @AND FEEDER ID 48520 NSS-Damaniya Jogi Substation-Agrawal Power | Na | Na |  | NSS-Damaniya Jogi Substation-Agrawal Power | 2705142 | 2 | RDCZ-C-1.2 | RDCZ-C-1.2 | 1.00 | Kilometer |  | 0 | Labor | 1477056.48 | 2185283.96 | M-0404210 | RDCZ-C-1.2LaborM-0404210 | 11 KV Strain hardware (T&amp;C type) fittings | Ea | EA | 18 | 0 | 0
5028055 | 116561 | 4459 | 3 | 895 | 2196746 | Agrawal Power Pvt.Ltd. |  | 20-279-110600-26-00001 | 6 | 2026-04-02 17:06 | 48520 | Turnkey- C Rajgarh | O&M Dn Jeerapur | RDSS | Revamped Distribution Sector Scheme | 2024-08-05 | 2024-06-11 19:41 | 2026-08-31 |  | 19338231.19 | 25336177.36 | Approved | PROJECT FOR THE FEEDER 33kv Dhamaniya jogi substaion @AND FEEDER ID 48520 | PROJECT FOR THE FEEDER 33kv Dhamaniya jogi substaion @AND FEEDER ID 48520 NSS-Damaniya Jogi Substation-Agrawal Power | Na | Na |  | NSS-Damaniya Jogi Substation-Agrawal Power | 2705142 | 2 | RDCZ-C-1.2 | RDCZ-C-1.2 | 1.00 | Kilometer |  | 28549.5 | Supply | 1477056.48 | 2185283.96 | M-0602007 | RDCZ-C-1.2SupplyM-0602007 | 11 KV(45KN) Composite Polymer Disc Insulators | Ea | EA | 18 | 2641.32 | 6004.34
5028055 | 116561 | 4459 | 3 | 895 | 2196749 | Agrawal Power Pvt.Ltd. |  | 20-279-110600-26-00001 | 6 | 2026-04-02 17:06 | 48520 | Turnkey- C Rajgarh | O&M Dn Jeerapur | RDSS | Revamped Distribution Sector Scheme | 2024-08-05 | 2024-06-11 19:41 | 2026-08-31 |  | 19338231.19 | 25336177.36 | Approved | PROJECT FOR THE FEEDER 33kv Dhamaniya jogi substaion @AND FEEDER ID 48520 | PROJECT FOR THE FEEDER 33kv Dhamaniya jogi substaion @AND FEEDER ID 48520 NSS-Damaniya Jogi Substation-Agrawal Power | Na | Na |  | NSS-Damaniya Jogi Substation-Agrawal Power | 2705142 | 2 | RDCZ-C-1.2 | RDCZ-C-1.2 | 1.00 | Kilometer |  | 28549.5 | Labor | 1477056.48 | 2185283.96 | M-0602007 | RDCZ-C-1.2LaborM-0602007 | 11 KV(45KN) Composite Polymer Disc Insulators | Ea | EA | 18 | 2447.1 | 2447.1
5028055 | 116561 | 4459 | 3 | 895 | 2196752 | Agrawal Power Pvt.Ltd. |  | 20-279-110600-26-00001 | 6 | 2026-04-02 17:06 | 48520 | Turnkey- C Rajgarh | O&M Dn Jeerapur | RDSS | Revamped Distribution Sector Scheme | 2024-08-05 | 2024-06-11 19:41 | 2026-08-31 |  | 19338231.19 | 25336177.36 | Approved | PROJECT FOR THE FEEDER 33kv Dhamaniya jogi substaion @AND FEEDER ID 48520 | PROJECT FOR THE FEEDER 33kv Dhamaniya jogi substaion @AND FEEDER ID 48520 NSS-Damaniya Jogi Substation-Agrawal Power | Na | Na |  | NSS-Damaniya Jogi Substation-Agrawal Power | 2705142 | 7 | RDCZ-A-1.1A | RDCZ-A-1.1A | 0.52 | Kilometer |  | 25119.12 | Supply | 238091.46 | 340930.53 | M-0401011 | RDCZ-A-1.1ASupplyM-0401011 | AAAC Dog conductor 0.10 sq. inch (100 sq.mm. Al.Eq.) | km | KILOMETER | 1.5 | 104161.8 | 145828.88
5028055 | 116561 | 4459 | 3 | 895 | 2196755 | Agrawal Power Pvt.Ltd. |  | 20-279-110600-26-00001 | 6 | 2026-04-02 17:06 | 48520 | Turnkey- C Rajgarh | O&M Dn Jeerapur | RDSS | Revamped Distribution Sector Scheme | 2024-08-05 | 2024-06-11 19:41 | 2026-08-31 |  | 19338231.19 | 25336177.36 | Approved | PROJECT FOR THE FEEDER 33kv Dhamaniya jogi substaion @AND FEEDER ID 48520 | PROJECT FOR THE FEEDER 33kv Dhamaniya jogi substaion @AND FEEDER ID 48520 NSS-Damaniya Jogi Substation-Agrawal Power | Na | Na |  | NSS-Damaniya Jogi Substation-Agrawal Power | 2705142 | 7 | RDCZ-A-1.1A | RDCZ-A-1.1A | 0.52 | Kilometer |  | 25119.12 | Labor | 238091.46 | 340930.53 | M-0401011 | RDCZ-A-1.1ALaborM-0401011 | AAAC Dog conductor 0.10 sq. inch (100 sq.mm. Al.Eq.) | km | KILOMETER | 1.5 | 19422 | 19422
5028055 | 116561 | 4459 | 3 | 895 | 2196759 | Agrawal Power Pvt.Ltd. |  | 20-279-110600-26-00001 | 6 | 2026-04-02 17:06 | 48520 | Turnkey- C Rajgarh | O&M Dn Jeerapur | RDSS | Revamped Distribution Sector Scheme | 2024-08-05 | 2024-06-11 19:41 | 2026-08-31 |  | 19338231.19 | 25336177.36 | Approved | PROJECT FOR THE FEEDER 33kv Dhamaniya jogi substaion @AND FEEDER ID 48520 | PROJECT FOR THE FEEDER 33kv Dhamaniya jogi substaion @AND FEEDER ID 48520 NSS-Damaniya Jogi Substation-Agrawal Power | Na | Na |  | NSS-Damaniya Jogi Substation-Agrawal Power | 2705142 | 7 | RDCZ-A-1.1A | RDCZ-A-1.1A | 0.52 | Kilometer |  | 401.66 | Supply | 238091.46 | 340930.53 | M-0403173 | RDCZ-A-1.1ASupplyM-0403173 | Earthing for PCC Pole 4.00 mm-8 SWG G.I wire- 0.8 Kg, per pole | Kg | KG | 5.6 | 429.02 | 556.13
5028055 | 116561 | 4459 | 3 | 895 | 2196767 | Agrawal Power Pvt.Ltd. |  | 20-279-110600-26-00001 | 6 | 2026-04-02 17:06 | 48520 | Turnkey- C Rajgarh | O&M Dn Jeerapur | RDSS | Revamped Distribution Sector Scheme | 2024-08-05 | 2024-06-11 19:41 | 2026-08-31 |  | 19338231.19 | 25336177.36 | Approved | PROJECT FOR THE FEEDER 33kv Dhamaniya jogi substaion @AND FEEDER ID 48520 | PROJECT FOR THE FEEDER 33kv Dhamaniya jogi substaion @AND FEEDER ID 48520 NSS-Damaniya Jogi Substation-Agrawal Power | Na | Na |  | NSS-Damaniya Jogi Substation-Agrawal Power | 2705142 | 7 | RDCZ-A-1.1A | RDCZ-A-1.1A | 0.52 | Kilometer |  | 401.66 | Labor | 238091.46 | 340930.53 | M-0403173 | RDCZ-A-1.1ALaborM-0403173 | Earthing for PCC Pole 4.00 mm-8 SWG G.I wire- 0.8 Kg, per pole | Kg | KG | 5.6 | 42.28 | 42.28
5028055 | 116561 | 4459 | 3 | 895 | 2196770 | Agrawal Power Pvt.Ltd. |  | 20-279-110600-26-00001 | 6 | 2026-04-02 17:06 | 48520 | Turnkey- C Rajgarh | O&M Dn Jeerapur | RDSS | Revamped Distribution Sector Scheme | 2024-08-05 | 2024-06-11 19:41 | 2026-08-31 |  | 19338231.19 | 25336177.36 | Approved | PROJECT FOR THE FEEDER 33kv Dhamaniya jogi substaion @AND FEEDER ID 48520 | PROJECT FOR THE FEEDER 33kv Dhamaniya jogi substaion @AND FEEDER ID 48520 NSS-Damaniya Jogi Substation-Agrawal Power | Na | Na |  | NSS-Damaniya Jogi Substation-Agrawal Power | 2705142 | 9 | RDCZ-A-7.1 | RDCZ-A-7.1 | 1.00 | Number |  | 401.66 | Supply | 79209.04 | 120405.78 | M-0403173 | RDCZ-A-7.1SupplyM-0403173 | Earthing for PCC Pole 4.00 mm-8 SWG G.I wire- 0.8 Kg, per pole | Kg | KG | 2.4 | 183.86 | 238.34
5028055 | 116561 | 4459 | 3 | 895 | 2196773 | Agrawal Power Pvt.Ltd. |  | 20-279-110600-26-00001 | 6 | 2026-04-02 17:06 | 48520 | Turnkey- C Rajgarh | O&M Dn Jeerapur | RDSS | Revamped Distribution Sector Scheme | 2024-08-05 | 2024-06-11 19:41 | 2026-08-31 |  | 19338231.19 | 25336177.36 | Approved | PROJECT FOR THE FEEDER 33kv Dhamaniya jogi substaion @AND FEEDER ID 48520 | PROJECT FOR THE FEEDER 33kv Dhamaniya jogi substaion @AND FEEDER ID 48520 NSS-Damaniya Jogi Substation-Agrawal Power | Na | Na |  | NSS-Damaniya Jogi Substation-Agrawal Power | 2705142 | 9 | RDCZ-A-7.1 | RDCZ-A-7.1 | 1.00 | Number |  | 401.66 | Labor | 79209.04 | 120405.78 | M-0403173 | RDCZ-A-7.1LaborM-0403173 | Earthing for PCC Pole 4.00 mm-8 SWG G.I wire- 0.8 Kg, per pole | Kg | KG | 2.4 | 18.12 | 18.12
5028055 | 116561 | 4459 | 3 | 895 | 2196777 | Agrawal Power Pvt.Ltd. |  | 20-279-110600-26-00001 | 6 | 2026-04-02 17:06 | 48520 | Turnkey- C Rajgarh | O&M Dn Jeerapur | RDSS | Revamped Distribution Sector Scheme | 2024-08-05 | 2024-06-11 19:41 | 2026-08-31 |  | 19338231.19 | 25336177.36 | Approved | PROJECT FOR THE FEEDER 33kv Dhamaniya jogi substaion @AND FEEDER ID 48520 | PROJECT FOR THE FEEDER 33kv Dhamaniya jogi substaion @AND FEEDER ID 48520 NSS-Damaniya Jogi Substation-Agrawal Power | Na | Na |  | NSS-Damaniya Jogi Substation-Agrawal Power | 2705142 | 9 | RDCZ-A-7.1 | RDCZ-A-7.1 | 1.00 | Number |  | 9829.55 | Supply | 79209.04 | 120405.78 | P-0001002 | RDCZ-A-7.1SupplyP-0001002 | Concreting of stay (20 mm / 25 mm) @ 0.3 cmt. per stay | CMT | CMT | 1.8 | 8467.99 | 11436.06
5028055 | 116561 | 4459 | 3 | 895 | 2196782 | Agrawal Power Pvt.Ltd. |  | 20-279-110600-26-00001 | 6 | 2026-04-02 17:06 | 48520 | Turnkey- C Rajgarh | O&M Dn Jeerapur | RDSS | Revamped Distribution Sector Scheme | 2024-08-05 | 2024-06-11 19:41 | 2026-08-31 |  | 19338231.19 | 25336177.36 | Approved | PROJECT FOR THE FEEDER 33kv Dhamaniya jogi substaion @AND FEEDER ID 48520 | PROJECT FOR THE FEEDER 33kv Dhamaniya jogi substaion @AND FEEDER ID 48520 NSS-Damaniya Jogi Substation-Agrawal Power | Na | Na |  | NSS-Damaniya Jogi Substation-Agrawal Power | 2705142 | 9 | RDCZ-A-7.1 | RDCZ-A-7.1 | 1.00 | Number |  | 9829.55 | Labor | 79209.04 | 120405.78 | P-0001002 | RDCZ-A-7.1LaborP-0001002 | Concreting of stay (20 mm / 25 mm) @ 0.3 cmt. per stay | CMT | CMT | 1.8 | 1223.59 | 1223.59
5028055 | 116561 | 4459 | 3 | 895 | 2196804 | Agrawal Power Pvt.Ltd. |  | 20-279-110600-26-00001 | 6 | 2026-04-02 17:06 | 48520 | Turnkey- C Rajgarh | O&M Dn Jeerapur | RDSS | Revamped Distribution Sector Scheme | 2024-08-05 | 2024-06-11 19:41 | 2026-08-31 |  | 19338231.19 | 25336177.36 | Approved | PROJECT FOR THE FEEDER 33kv Dhamaniya jogi substaion @AND FEEDER ID 48520 | PROJECT FOR THE FEEDER 33kv Dhamaniya jogi substaion @AND FEEDER ID 48520 NSS-Damaniya Jogi Substation-Agrawal Power | Na | Na |  | NSS-Damaniya Jogi Substation-Agrawal Power | 2705142 | 10 | RDCZ-Part-B-B6 | RDCZ-Part-B-B6 | 1.00 |  |  | 77785.2 | Supply | 15551269.44 | 19878028.76 | M-0001232 | RDCZ-Part-B-B6SupplyM-0001232 | Chem rod earthing including electrode, chemical, consisting galvanised mild steel pipe of size 2000 mm x 50 mm and a GI strip minimum 16 mm x 3mm for covering pipe forming the electrode.(Hard Rock Soil) | JOB | JOB | 18 | 224731.98 | 356970.27
5028055 | 116561 | 4459 | 3 | 895 | 2196806 | Agrawal Power Pvt.Ltd. |  | 20-279-110600-26-00001 | 6 | 2026-04-02 17:06 | 48520 | Turnkey- C Rajgarh | O&M Dn Jeerapur | RDSS | Revamped Distribution Sector Scheme | 2024-08-05 | 2024-06-11 19:41 | 2026-08-31 |  | 19338231.19 | 25336177.36 | Approved | PROJECT FOR THE FEEDER 33kv Dhamaniya jogi substaion @AND FEEDER ID 48520 | PROJECT FOR THE FEEDER 33kv Dhamaniya jogi substaion @AND FEEDER ID 48520 NSS-Damaniya Jogi Substation-Agrawal Power | Na | Na |  | NSS-Damaniya Jogi Substation-Agrawal Power | 2705142 | 10 | RDCZ-Part-B-B6 | RDCZ-Part-B-B6 | 1.00 |  |  | 77785.2 | Labor | 15551269.44 | 19878028.76 | M-0001232 | RDCZ-Part-B-B6LaborM-0001232 | Chem rod earthing including electrode, chemical, consisting galvanised mild steel pipe of size 2000 mm x 50 mm and a GI strip minimum 16 mm x 3mm for covering pipe forming the electrode.(Hard Rock Soil) | JOB | JOB | 18 | 77785.2 | 77785.2
5028055 | 116561 | 4459 | 3 | 895 | 2196811 | Agrawal Power Pvt.Ltd. |  | 20-279-110600-26-00001 | 6 | 2026-04-02 17:06 | 48520 | Turnkey- C Rajgarh | O&M Dn Jeerapur | RDSS | Revamped Distribution Sector Scheme | 2024-08-05 | 2024-06-11 19:41 | 2026-08-31 |  | 19338231.19 | 25336177.36 | Approved | PROJECT FOR THE FEEDER 33kv Dhamaniya jogi substaion @AND FEEDER ID 48520 | PROJECT FOR THE FEEDER 33kv Dhamaniya jogi substaion @AND FEEDER ID 48520 NSS-Damaniya Jogi Substation-Agrawal Power | Na | Na |  | NSS-Damaniya Jogi Substation-Agrawal Power | 2705142 | 10 | RDCZ-Part-B-B6 | RDCZ-Part-B-B6 | 1.00 |  |  | 0 | Supply | 15551269.44 | 19878028.76 | M-0302112 | RDCZ-Part-B-B6SupplyM-0302112 | Metering Panel Box | No | NO | 1 | 32963.45 | 38896.87
5028055 | 116561 | 4459 | 3 | 895 | 2196814 | Agrawal Power Pvt.Ltd. |  | 20-279-110600-26-00001 | 6 | 2026-04-02 17:06 | 48520 | Turnkey- C Rajgarh | O&M Dn Jeerapur | RDSS | Revamped Distribution Sector Scheme | 2024-08-05 | 2024-06-11 19:41 | 2026-08-31 |  | 19338231.19 | 25336177.36 | Approved | PROJECT FOR THE FEEDER 33kv Dhamaniya jogi substaion @AND FEEDER ID 48520 | PROJECT FOR THE FEEDER 33kv Dhamaniya jogi substaion @AND FEEDER ID 48520 NSS-Damaniya Jogi Substation-Agrawal Power | Na | Na |  | NSS-Damaniya Jogi Substation-Agrawal Power | 2705142 | 10 | RDCZ-Part-B-B6 | RDCZ-Part-B-B6 | 1.00 |  |  | 0 | Labor | 15551269.44 | 19878028.76 | M-0302112 | RDCZ-Part-B-B6LaborM-0302112 | Metering Panel Box | No | NO | 1 | 0 | 0
5028055 | 116561 | 4459 | 3 | 895 | 2196891 | Agrawal Power Pvt.Ltd. |  | 20-279-110600-26-00001 | 6 | 2026-04-02 17:06 | 48520 | Turnkey- C Rajgarh | O&M Dn Jeerapur | RDSS | Revamped Distribution Sector Scheme | 2024-08-05 | 2024-06-11 19:41 | 2026-08-31 |  | 19338231.19 | 25336177.36 | Approved | PROJECT FOR THE FEEDER 33kv Dhamaniya jogi substaion @AND FEEDER ID 48520 | PROJECT FOR THE FEEDER 33kv Dhamaniya jogi substaion @AND FEEDER ID 48520 NSS-Damaniya Jogi Substation-Agrawal Power | Na | Na |  | NSS-Damaniya Jogi Substation-Agrawal Power | 2705142 | 10 | RDCZ-Part-B-B6 | RDCZ-Part-B-B6 | 1.00 |  |  | 5768.34 | Supply | 15551269.44 | 19878028.76 | M-0404111 | RDCZ-Part-B-B6SupplyM-0404111 | Outdoor heat shrinkable cable end jointing kit with lugs for 11 kV grade XLPE cable for 3 core 120 sq mm Latest applicable IS:13573/2011/Part-II with latest amendments | Set | SET | 2 | 14527.66 | 23949.28
5028055 | 116561 | 4459 | 3 | 895 | 2196892 | Agrawal Power Pvt.Ltd. |  | 20-279-110600-26-00001 | 6 | 2026-04-02 17:06 | 48520 | Turnkey- C Rajgarh | O&M Dn Jeerapur | RDSS | Revamped Distribution Sector Scheme | 2024-08-05 | 2024-06-11 19:41 | 2026-08-31 |  | 19338231.19 | 25336177.36 | Approved | PROJECT FOR THE FEEDER 33kv Dhamaniya jogi substaion @AND FEEDER ID 48520 | PROJECT FOR THE FEEDER 33kv Dhamaniya jogi substaion @AND FEEDER ID 48520 NSS-Damaniya Jogi Substation-Agrawal Power | Na | Na |  | NSS-Damaniya Jogi Substation-Agrawal Power | 2705142 | 10 | RDCZ-Part-B-B6 | RDCZ-Part-B-B6 | 1.00 |  |  | 5768.34 | Labor | 15551269.44 | 19878028.76 | M-0404111 | RDCZ-Part-B-B6LaborM-0404111 | Outdoor heat shrinkable cable end jointing kit with lugs for 11 kV grade XLPE cable for 3 core 120 sq mm Latest applicable IS:13573/2011/Part-II with latest amendments | Set | SET | 2 | 5768.34 | 5768.34

## Sheet1
ffffff
RDCZ-C1.1LaborM-0401012
RDCZ-C1.1LaborM-0403014
RDCZ-C1.1LaborM-0403016
RDCZ-C1.1LaborM-0403096
RDCZ-C1.1LaborM-0403208
RDCZ-C1.1LaborM-0404370
RDCZ-C1.1LaborM-0501067
RDCZ-C1.1LaborM-0502010
RDCZ-C1.1LaborM-0502019
RDCZ-C1.1LaborM-0502060
RDCZ-C1.1LaborM-0502185
RDCZ-C1.1LaborM-0502231
RDCZ-C1.1LaborM-0502261
RDCZ-C1.1LaborM-0502367
RDCZ-C1.1LaborM-0502429
RDCZ-C1.1LaborM-0602002
RDCZ-C1.1LaborM-1214001
RDCZ-C1.1LaborM-1214002
RDCZ-C1.1LaborP-0001002
RDCZ-C1.1LaborP-0001037
RDCZ-C1.1LaborP-0702056
RDCZ-C-1.2LaborM-0001001
RDCZ-C-1.2LaborM-0401012
RDCZ-C-1.2LaborM-0403012
RDCZ-C-1.2LaborM-0403016
RDCZ-C-1.2LaborM-0403019
RDCZ-C-1.2LaborM-0403096
RDCZ-C-1.2LaborM-0403208
RDCZ-C-1.2LaborM-0404233
RDCZ-C-1.2LaborM-0404370
RDCZ-C-1.2LaborM-0501004
RDCZ-C-1.2LaborM-0502010
RDCZ-C-1.2LaborM-0502030
RDCZ-C-1.2LaborM-0502060
RDCZ-C-1.2LaborM-0502091
RDCZ-C-1.2LaborM-0502230
RDCZ-C-1.2LaborM-0502367
RDCZ-C-1.2LaborM-0502429
RDCZ-C-1.2LaborM-0601036
RDCZ-C-1.2LaborM-0602002
RDCZ-C-1.2LaborM-1214001
RDCZ-C-1.2LaborM-1214002
RDCZ-C-1.2LaborP-0001003
RDCZ-C-1.2LaborP-0702056
RDCZ-C-9.1LaborM-0403016
RDCZ-C-9.1LaborM-0403019
RDCZ-C-9.1LaborM-0403096
RDCZ-C-9.1LaborM-0403173
RDCZ-C-9.1LaborM-0403208
RDCZ-C-9.1LaborM-0404210
RDCZ-C-9.1LaborM-0501004
RDCZ-C-9.1LaborM-0502030
RDCZ-C-9.1LaborM-0502091
RDCZ-C-9.1LaborM-0502104
RDCZ-C-9.1LaborM-0502230
RDCZ-C-9.1LaborM-0502395
RDCZ-C-9.1LaborM-0502429
RDCZ-C-9.1LaborM-0601036
RDCZ-C-9.1LaborM-0602002
RDCZ-C-9.1LaborM-0602007
RDCZ-C-9.1LaborM-1214001
RDCZ-C-9.1LaborM-1214002
RDCZ-C-9.1LaborP-0001003
RDCZ-C-9.1LaborP-0001037
RDCZ-C-9.1LaborP-0702056
RDCZ-C-10.1LaborM-0403016
RDCZ-C-10.1LaborM-0403019
RDCZ-C-10.1LaborM-0403096
RDCZ-C-10.1LaborM-0403173
RDCZ-C-10.1LaborM-0403208
RDCZ-C-10.1LaborM-0404210
RDCZ-C-10.1LaborM-0501004
RDCZ-C-10.1LaborM-0502030
RDCZ-C-10.1LaborM-0502091
RDCZ-C-10.1LaborM-0502104
RDCZ-C-10.1LaborM-0502222
RDCZ-C-10.1LaborM-0502230
RDCZ-C-10.1LaborM-0502395
RDCZ-C-10.1LaborM-0502429
RDCZ-C-10.1LaborM-0601036
RDCZ-C-10.1LaborM-0602002
RDCZ-C-10.1LaborM-0602007
RDCZ-C-10.1LaborM-1214001
RDCZ-C-10.1LaborM-1214002
RDCZ-C-10.1LaborP-0001003
RDCZ-C-10.1LaborP-0001037
RDCZ-C-10.1LaborP-0702056
RDCZ-C-15.3LaborM-0401011
RDCZ-C-15.3LaborM-0403005-R
RDCZ-C-15.3LaborM-0403011
RDCZ-C-15.3LaborM-0403014
RDCZ-C-15.3LaborM-0403016
RDCZ-C-15.3LaborM-0403096
RDCZ-C-15.3LaborM-0403208
RDCZ-C-15.3LaborM-0404231
RDCZ-C-15.3LaborM-0404370
RDCZ-C-15.3LaborM-0501066
RDCZ-C-15.3LaborM-0502013
RDCZ-C-15.3LaborM-0502019
RDCZ-C-15.3LaborM-0502070
RDCZ-C-15.3LaborM-0502231
RDCZ-C-15.3LaborM-0502261
RDCZ-C-15.3LaborM-0502277
RDCZ-C-15.3LaborM-0502383
RDCZ-C-15.3LaborM-0502429
RDCZ-C-15.3LaborM-0602002
RDCZ-C-15.3LaborM-1214001
RDCZ-C-15.3LaborM-1214002
RDCZ-C-15.3LaborP-0001002
RDCZ-C-15.3LaborP-0001037
RDCZ-C-15.3LaborP-0702056
RDCZ-C-11LaborM-0403014
RDCZ-C-11LaborM-0403016
RDCZ-C-11LaborM-0403096
RDCZ-C-11LaborM-0403208
RDCZ-C-11LaborM-0404210
RDCZ-C-11LaborM-0501067
RDCZ-C-11LaborM-0502019
RDCZ-C-11LaborM-0502104
RDCZ-C-11LaborM-0502222
RDCZ-C-11LaborM-0502231
RDCZ-C-11LaborM-0502261
RDCZ-C-11LaborM-0502395
RDCZ-C-11LaborM-0502429
RDCZ-C-11LaborM-0602002
RDCZ-C-11LaborM-0602007
RDCZ-C-11LaborM-1214001
RDCZ-C-11LaborM-1214002
RDCZ-C-11LaborP-0001002
RDCZ-C-11LaborP-0001037
RDCZ-C-11LaborP-0702056
RDCZ-A-1.1ALaborM-0001001
RDCZ-A-1.1ALaborM-0401012
RDCZ-A-1.1ALaborM-0403014
RDCZ-A-1.1ALaborM-0403016
RDCZ-A-1.1ALaborM-0403096
RDCZ-A-1.1ALaborM-0403208
RDCZ-A-1.1ALaborM-0404231
RDCZ-A-1.1ALaborM-0404370
RDCZ-A-1.1ALaborM-0501010
RDCZ-A-1.1ALaborM-0502001
RDCZ-A-1.1ALaborM-0502023
RDCZ-A-1.1ALaborM-0502055
RDCZ-A-1.1ALaborM-0502231
RDCZ-A-1.1ALaborM-0502260
RDCZ-A-1.1ALaborM-0502430
RDCZ-A-1.1ALaborM-0601036
RDCZ-A-1.1ALaborM-0602001
RDCZ-A-1.1ALaborM-1214001
RDCZ-A-1.1ALaborM-1214002
RDCZ-A-1.1ALaborP-0001002
RDCZ-A-1.1ALaborP-0702056
RDCZ-A-6.1LaborM-0001001
RDCZ-A-6.1LaborM-0403014
RDCZ-A-6.1LaborM-0403016
RDCZ-A-6.1LaborM-0403096
RDCZ-A-6.1LaborM-0403208
RDCZ-A-6.1LaborM-0404211
RDCZ-A-6.1LaborM-0501010
RDCZ-A-6.1LaborM-0502023
RDCZ-A-6.1LaborM-0502105
RDCZ-A-6.1LaborM-0502222
RDCZ-A-6.1LaborM-0502231
RDCZ-A-6.1LaborM-0502260
RDCZ-A-6.1LaborM-0502398
RDCZ-A-6.1LaborM-0502430
RDCZ-A-6.1LaborM-0601036
RDCZ-A-6.1LaborM-0602001
RDCZ-A-6.1LaborM-0602005
RDCZ-A-6.1LaborM-1214001
RDCZ-A-6.1LaborM-1214002
RDCZ-A-6.1LaborP-0001002
RDCZ-A-6.1LaborP-0001037
RDCZ-A-6.1LaborP-0702056
RDCZ-A-7.1LaborM-0001001
RDCZ-A-7.1LaborM-0403014
RDCZ-A-7.1LaborM-0403016
RDCZ-A-7.1LaborM-0403096
RDCZ-A-7.1LaborM-0403208
RDCZ-A-7.1LaborM-0404211
RDCZ-A-7.1LaborM-0501010
RDCZ-A-7.1LaborM-0502023
RDCZ-A-7.1LaborM-0502105
RDCZ-A-7.1LaborM-0502222
RDCZ-A-7.1LaborM-0502231
RDCZ-A-7.1LaborM-0502260
RDCZ-A-7.1LaborM-0502398
RDCZ-A-7.1LaborM-0502430
RDCZ-A-7.1LaborM-0601036
RDCZ-A-7.1LaborM-0602001
RDCZ-A-7.1LaborM-0602005
RDCZ-A-7.1LaborM-1214001
RDCZ-A-7.1LaborM-1214002
RDCZ-A-7.1LaborP-0001037
RDCZ-A-7.1LaborP-0702056
RDCZ-Part-B-B6LaborM-0103006
RDCZ-Part-B-B6LaborM-0106032
RDCZ-Part-B-B6LaborM-0116008
RDCZ-Part-B-B6LaborM-0116014
RDCZ-Part-B-B6LaborM-0116033
RDCZ-Part-B-B6LaborM-0117001
RDCZ-Part-B-B6LaborM-0117011
RDCZ-Part-B-B6LaborM-0118021
RDCZ-Part-B-B6LaborM-0201003
RDCZ-Part-B-B6LaborM-0201014
RDCZ-Part-B-B6LaborM-02010143
RDCZ-Part-B-B6LaborM-0201024
RDCZ-Part-B-B6LaborM-0201027
RDCZ-Part-B-B6LaborM-0201028
RDCZ-Part-B-B6LaborM-0201045
RDCZ-Part-B-B6LaborM-0201049
RDCZ-Part-B-B6LaborM-0201076
RDCZ-Part-B-B6LaborM-0201077
RDCZ-Part-B-B6LaborM-0201097
RDCZ-Part-B-B6LaborM-0201104
RDCZ-Part-B-B6LaborM-0201129
RDCZ-Part-B-B6LaborM-0201142
RDCZ-Part-B-B6LaborM-0202008
RDCZ-Part-B-B6LaborM-0203004
RDCZ-Part-B-B6LaborM-0203007
RDCZ-Part-B-B6LaborM-0204111
RDCZ-Part-B-B6LaborM-0205029
RDCZ-Part-B-B6LaborM-0302028
RDCZ-Part-B-B6LaborM-0302072
RDCZ-Part-B-B6LaborM-0302091
RDCZ-Part-B-B6LaborM-0401001
RDCZ-Part-B-B6LaborM-0401013
RDCZ-Part-B-B6LaborM-0402030
RDCZ-Part-B-B6LaborM-0402073
RDCZ-Part-B-B6LaborM-0402076
RDCZ-Part-B-B6LaborM-0402125
RDCZ-Part-B-B6LaborM-0402237
RDCZ-Part-B-B6LaborM-0402239
RDCZ-Part-B-B6LaborM-0402243
RDCZ-Part-B-B6LaborM-0402246
RDCZ-Part-B-B6LaborM-0403014
RDCZ-Part-B-B6LaborM-0403019
RDCZ-Part-B-B6LaborM-0403042
RDCZ-Part-B-B6LaborM-0403043
RDCZ-Part-B-B6LaborM-0403089
RDCZ-Part-B-B6LaborM-0403096
RDCZ-Part-B-B6LaborM-0403172
RDCZ-Part-B-B6LaborM-0403208
RDCZ-Part-B-B6LaborM-0404091
RDCZ-Part-B-B6LaborM-0404176
RDCZ-Part-B-B6LaborM-0404210
RDCZ-Part-B-B6LaborM-0404211
RDCZ-Part-B-B6LaborM-0501067
RDCZ-Part-B-B6LaborM-0501069
RDCZ-Part-B-B6LaborM-0501074
RDCZ-Part-B-B6LaborM-0501081
RDCZ-Part-B-B6LaborM-0502019
RDCZ-Part-B-B6LaborM-0502055
RDCZ-Part-B-B6LaborM-0502060
RDCZ-Part-B-B6LaborM-0502097
RDCZ-Part-B-B6LaborM-0502104
RDCZ-Part-B-B6LaborM-0502105
RDCZ-Part-B-B6LaborM-0502130
RDCZ-Part-B-B6LaborM-0502131
RDCZ-Part-B-B6LaborM-0502210
RDCZ-Part-B-B6LaborM-0502222
RDCZ-Part-B-B6LaborM-0502230
RDCZ-Part-B-B6LaborM-0502231
RDCZ-Part-B-B6LaborM-0502246
RDCZ-Part-B-B6LaborM-0502261
RDCZ-Part-B-B6LaborM-0502395
RDCZ-Part-B-B6LaborM-0502429
RDCZ-Part-B-B6LaborM-0502430
RDCZ-Part-B-B6LaborM-0502478
RDCZ-Part-B-B6LaborM-0503139
RDCZ-Part-B-B6LaborM-0602001
RDCZ-Part-B-B6LaborM-0602002
RDCZ-Part-B-B6LaborM-0602005
RDCZ-Part-B-B6LaborM-0602007
RDCZ-Part-B-B6LaborM-0909112
RDCZ-Part-B-B6LaborM-0909114
RDCZ-Part-B-B6LaborM-0909116
RDCZ-Part-B-B6LaborM-1001014
RDCZ-Part-B-B6LaborM-1214001
RDCZ-Part-B-B6LaborM-1214002
RDCZ-Part-B-B6LaborP-0001002
RDCZ-Part-B-B6LaborP-0001005
RDCZ-Part-B-B6LaborP-0001006
RDCZ-Part-B-B6LaborP-0001007
RDCZ-Part-B-B6LaborP-0001012
RDCZ-Part-B-B6LaborP-0001027
RDCZ-Part-B-B6LaborP-0001033
RDCZ-Part-B-B6LaborP-0001037
RDCZ-Part-B-B6LaborP-0001040
RDCZ-Part-B-B6LaborP-0001041
RDCZ-Part-B-B6LaborP-0001042
RDCZ-Part-B-B6LaborP-0001043
RDCZ-Part-B-B6LaborP-0001044
RDCZ-Part-B-B6LaborP-0001046
RDCZ-Part-B-B6LaborP-0001048
RDCZ-Part-B-B6LaborP-0001049
RDCZ-Part-B-B6LaborP-0001061
RDCZ-Part-B-B6LaborP-0001075
RDCZ-Part-B-B6LaborP-0001077
RDCZ-Part-B-B6LaborP-0001083
RDCZ-Part-B-B6LaborP-0001084
RDCZ-Part-B-B6LaborP-0001086
RDCZ-Part-B-B6LaborP-0001089
RDCZ-Part-B-B6LaborP-0001108
RDCZ-Part-B-B6LaborP-0001109
RDCZ-Part-B-B6LaborP-0001115
RDCZ-Part-B-B6LaborP-0001117
RDCZ-Part-B-B6LaborP-0001421
RDCZ-Part-B-B6LaborP-0001476
RDCZ-Part-B-B6LaborP-0403018
RDCZ-Part-B-B6LaborP-0602033
RDCZ-Part-B-B6LaborP-0702056
RDCZ-Part-B-B6LaborP-0908110
RDCZ-Part-B-B6LaborP-1203004
RDCZ-Part-B-B6LaborP-1404002
RDCZ-A-1.1ALaborM-0401011
RDCZ-A-1.1ALaborM-0401011
RDCZ-A-1.1ALaborM-0403173
RDCZ-A-1.1ALaborM-0403173
RDCZ-A-7.1LaborM-0403173
RDCZ-A-7.1LaborM-0403173
RDCZ-A-7.1LaborP-0001002
RDCZ-A-7.1LaborP-0001002
RDCZ-C1.1LaborM-0602007
RDCZ-C1.1LaborM-0602007
RDCZ-C-1.2LaborM-0403173
RDCZ-C-1.2LaborM-0403173
RDCZ-C-1.2LaborM-0602007
RDCZ-C1.1LaborM-0404210
RDCZ-C-1.2LaborM-0602007
RDCZ-C-10.1LaborM-0401012
RDCZ-C-10.1LaborM-0401012
RDCZ-C-10.1LaborM-0404232
RDCZ-C-10.1LaborM-0404232
RDCZ-C-1.2LaborM-0404210
RDCZ-C-10.1LaborM-0502185
RDCZ-C-10.1LaborM-0502185
RDCZ-Part-B-B6LaborM-0001232
RDCZ-Part-B-B6LaborM-0001232
RDCZ-Part-B-B6LaborM-0302112
RDCZ-Part-B-B6LaborM-0302112
RDCZ-Part-B-B6LaborM-0404111
RDCZ-Part-B-B6LaborM-0404111